## Data
Id | Name | Fueltype | Technology | Set | Country | Capacity Mw | Efficiency | Date In | Date Retrofit | Date Out | Lat | Lon | Duration H | Volume Mm3 | Dam Height M | Storage Capacity Mwh | Eic | Project Ids
0 | Pumpspeicherkraftwerk Erzhausen | Hydro | Pumped Storage | Storage | Germany | 200 | 0.75 | 1964 | 1998 |  | 51.8986 | 9.9249 | 5.51 | 1.6 | 287 | 1102 |  | EESI: EESI-64743; ENTSOE: 11WD2ERZH0002682; GEM: G100000601739; GEO: GEO-44352; GHR: GHR-GHR03186; JRC: JRC-H208; MASTR: MASTR-SEE915985628661; OPSD: BNA0558
10 | Psw Goldisthal Pss | Hydro | Pumped Storage | Storage | Germany | 1052 | 0.75 | 1970 | 2004 |  | 50.51 | 11.01 | 9.1606 | 12 | 302 | 9637 |  | EESI: EESI-61332; ENTSOE: 11WD8GOLD1H----6; GEM: G100000601744; GEO: GEO-44336; GHR: GHR-GHR03195; JRC: JRC-H12; MASTR: MASTR-SEE901345486644, MASTR-SEE943653719359, MASTR-SEE945148512650, MASTR-SEE974189836364; OPSD: BNA0350
28 | Koepchenwerk Bl | Hydro | Pumped Storage | Storage | Germany | 162 | 0.75 | 1970 | 1989 |  | 51.4114 | 7.4544 | 3.9136 | 1.533 | 155 | 634 |  | EESI: EESI-62682; ENTSOE: 11WD7KOEP2P--KWG; GEM: G100000601747; GEO: GEO-44351; GHR: GHR-GHR03212; JRC: JRC-H291; MASTR: MASTR-SEE925333539921; OPSD: BNA0443
29 | Waldeck | Hydro | Pumped Storage | Storage | Germany | 555 | 0.75 | 1931 | 2009 |  | 51.1674 | 9.0463 | 7.152 | 5.136 | 620 | 3969.3333 |  | EESI: EESI-62935; ENTSOE: 11WD2W2--0002757; GEM: G100000601761, G100000601762; GEO: GEO-44355, GEO-44356; GHR: GHR-GHR03278; JRC: JRC-H357, JRC-H74; MASTR: MASTR-SEE933021962319, MASTR-SEE996080766151, MASTR-SEE998534788504; OPSD: BNA0228, BNA0229
31 | Pumpspeicherwerk Ronkhausen Psw | Hydro | Pumped Storage | Storage | Germany | 138 | 0.75 | 1969 | 2003 |  | 51.2272 | 7.9717 | 5.2174 | 1 | 265 | 720 |  | EESI: EESI-61996; ENTSOE: 11WD7GARE5X-PSWB; GEM: G100000601757; GEO: GEO-44354; GHR: GHR-GHR03241; JRC: JRC-H372; MASTR: MASTR-SEE921862229227, MASTR-SEE927168175756; OPSD: BNA0268
95 | Psw Markersbach Pss | Hydro | Pumped Storage | Storage | Germany | 1045.2 | 0.75 | 1970 | 1979 |  | 50.52 | 12.88 | 4.38 | 6.3 | 285 | 4578 |  | EESI: EESI-63114; ENTSOE: 11WD8MARK1H----7; GEM: G100000601753; GHR: GHR-GHR03219; JRC: JRC-H13; MASTR: MASTR-SEE904052511746, MASTR-SEE911219414864, MASTR-SEE939026884250, MASTR-SEE940802366570, MASTR-SEE952165584195, MASTR-SEE983006552202; OPSD: BNA0652
96 | Psw Hohenwarte Pss | Hydro | Pumped Storage | Storage | Germany | 377.4 | 0.75 | 1959 | 1965 | 2024 | 50.602 | 11.474 | 44.6661 | 6.28 | 360 | 16857 |  | EESI: EESI-61074, EESI-63216; ENTSOE: 11WD8HOH22H----1; GEM: G100000601748; GHR: GHR-GHR03202, GHR-GHR03232; JRC: JRC-H135, JRC-H750; MASTR: MASTR-SEE900610669775, MASTR-SEE902382668932, MASTR-SEE918037222657, MASTR-SEE933174373390, MASTR-SEE933745405604, MASTR-SEE961899492454, MASTR-SEE968091522767, MASTR-SEE987143958569, MASTR-SEE992738364885, MASTR-SEE994506958166; OPSD: BNA0465, BNA0467
110 | Wehr Ms | Hydro | Pumped Storage | Storage | Germany | 910 | 0.75 | 1970 | 1975 |  | 47.6523 | 7.9258 | 7.2132 | 4.4 | 625 | 6564 |  | EESI: EESI-64102; GEM: G100000601764; GEO: GEO-44456; GHR: GHR-GHR03283; JRC: JRC-H21; MASTR: MASTR-SEE929967552172, MASTR-SEE931018364146, MASTR-SEE945727561772, MASTR-SEE954610139165; OPSD: BNA1019
111 | Psw Wendefurth Pss | Hydro | Pumped Storage | Storage | Germany | 79.8 | 0.75 | 1967 | 1967 |  | 51.7391 | 10.9073 | 6.6541 | 1.97 | 126 | 531 |  | EESI: EESI-62156; GEM: G100000601765; GEO: GEO-44353; GHR: GHR-GHR03284; JRC: JRC-H623; MASTR: MASTR-SEE933303289677, MASTR-SEE970535357835; OPSD: BNA1031
112 | Psw Geesthacht Pss | Hydro | Pumped Storage | Storage | Germany | 119.1 | 0.75 | 1958 | 1958 |  | 53.419 | 10.394 | 4.4836 | 3.6 | 80 | 534 |  | EESI: EESI-61685; ENTSOE: 11WD8GEHA5H----R; GEM: G100000601742; GHR: GHR-GHR03193; JRC: JRC-H432; MASTR: MASTR-SEE923480872250, MASTR-SEE934309192626, MASTR-SEE966988528885; OPSD: BNA0327
180 | Langenprozelten | Hydro | Pumped Storage | Storage | Germany | 164 | 0.75 | 1970 | 1974 |  | 50.0532 | 9.5812 | 5.7927 | 1.5 | 297 | 950 |  | EESI: EESI-63402; GEM: G100000601750; GHR: GHR-GHR03238; JRC: JRC-H295; MASTR: MASTR-SEE937878572653, MASTR-SEE991939746742; OPSD: BNA0337
181 | Hausern Ms | Hydro | Pumped Storage | Storage | Germany | 120 | 0.75 | 1931 | 1948 |  | 47.7552 | 8.187 | 252.3028 | 108 | 64 | 30276.3333 |  | EESI: EESI-62253; GEM: G100000601745; GHR: GHR-GHR03198; JRC: JRC-H430; MASTR: MASTR-SEE903926257506, MASTR-SEE926786756569, MASTR-SEE940779412058, MASTR-SEE990811648037; OPSD: BNA0426
182 | Psw Glems | Hydro | Pumped Storage | Storage | Germany | 90 | 0.75 | 1964 | 1964 |  | 48.5052 | 9.2873 | 6.5967 | 0.9 | 283 | 593.7 |  | EESI: EESI-61724; GEM: G100000601743; GHR: GHR-GHR03240; JRC: JRC-H557; MASTR: MASTR-SEE987119743892, MASTR-SEE993590107580; OPSD: BNA0669
183 | Psw Bleiloch Pss | Hydro | Pumped Storage | Storage | Germany | 79.8 | 0.75 | 1932 | 1932 |  | 50.53 | 11.72 | 108.797 | 5.6 | 46 | 8682 |  | EESI: EESI-64146; GEM: G100000601738; GHR: GHR-GHR03175; JRC: JRC-H622; MASTR: MASTR-SEE927738616955, MASTR-SEE992590425045; OPSD: BNA0882
185 | Albbruck Dogern Radag | Hydro | Run-Of-River | PP | Germany | 107.82 | 0.8 | 1933 | 2020 |  | 47.589 | 8.1421 | [5 empty] | ENTSOE: 11W0-0000-0145-O; GEM: G100000601737; GHR: GHR-GHR03166; JRC: JRC-H612; MASTR: MASTR-SEE900600559253, MASTR-SEE901440918859, MASTR-SEE934395809149, MASTR-SEE991917215321; OPSD: BNA0010a
186 | Toging Neu | Hydro | Run-Of-River | PP | Germany | 120 | 0.8 | 1924 | 1924 |  | 48.2484 | 12.5842 | [5 empty] | ENTSOE: 11WD2ITOK0002212; GEM: G100000601759; GHR: GHR-GHR03266; JRC: JRC-H588; MASTR: MASTR-SEE946142465416, MASTR-SEE974080003018, MASTR-SEE975444777408; OPSD: BNA0950
188 | Schwabstadl Ro | Hydro | Run-Of-River | PP | Germany | 12 | 0.8 | 1970 | 1981 |  | 48.1484 | 10.8673 |  | 2.81 |  |  |  | GEM: G100000823386, G100000823387; GHR: GHR-GHR03253; GPD: WRI1030376; JRC: JRC-H1668; MASTR: MASTR-SEE932109633288, MASTR-SEE948263410344, MASTR-SEE972467909069; OPSD: BNA1245
263 | Waldshut Ms | Hydro | Pumped Storage | Storage | Germany | 176 | 0.75 | 1951 | 1951 |  | 47.618 | 8.1932 | 172.0246 | 1.35 | 160 | 30276.3333 |  | EESI: EESI-60787; GEM: G100000601763; GHR: GHR-GHR03279; JRC: JRC-H330; MASTR: MASTR-SEE908495409905, MASTR-SEE913198518410, MASTR-SEE957253837467, MASTR-SEE973234062512; OPSD: BNA1003
296 | Witznau Ms | Hydro | Pumped Storage | Storage | Germany | 220 | 0.75 | 1943 | 1943 |  | 47.6878 | 8.2519 | 137.6197 | 1.3 | 250 | 30276.3333 |  | EESI: EESI-62152; GEM: G100000601766; GHR: GHR-GHR03287; JRC: JRC-H209; MASTR: MASTR-SEE919035876514, MASTR-SEE961674911293, MASTR-SEE969304380679, MASTR-SEE971818871499; OPSD: BNA1071
297 | Sackingen | Hydro | Pumped Storage | Storage | Germany | 429 | 0.75464 | 1966 | 1966 |  | 47.5621 | 7.9545 | 5.0513 | 2.1 | 400 | 2167 |  | EESI: EESI-61393; GEM: G100000601758; GHR: GHR-GHR03260, GHR-GHR03261; JRC: JRC-H2492, JRC-H292, JRC-H91; MASTR: MASTR-SEE906636749798, MASTR-SEE922473273890, MASTR-SEE930322142068, MASTR-SEE945451865368, MASTR-SEE955634700423, MASTR-SEE969767231167, MASTR-SEE975648364909; OPSD: BNA0045, BNA0046
298 | Swm Leitzach | Hydro | Pumped Storage | Storage | Germany | 92 | 0.75 | 1960 | 1983 |  | 47.874 | 11.871 | 6.7391 | 5.58 |  | 620 |  | EESI: EESI-64034; GEM: G100000601751; GHR: GHR-GHR03218; JRC: JRC-H552; MASTR: MASTR-SEE932484697615, MASTR-SEE953508633730, MASTR-SEE967069763799; OPSD: BNA0972, BNA0973
299 | Meitingen | Hydro | Run-Of-River | Store | Germany | 12.6 | 0.8 | 1922 | 1922 |  | 48.547 | 10.865 |  |  |  | 6.62 |  | EESI: EESI-64541; GEM: G100001065468; GHR: GHR-GHR03220; JRC: JRC-H1696; MASTR: MASTR-SEE943181515102, MASTR-SEE962922475031, MASTR-SEE978382998973; OPSD: BNA1209
441 | Rheinfelden | Hydro | Run-Of-River | PP | Germany | 100 | 0.8 | 1898 | 2010 |  | 47.5694 | 7.8111 | [5 empty] | ENTSOE: 11WD4KWRHF5-S--Z; GEM: G100000604129; GHR: GHR-GHR03246; JRC: JRC-H884; OPSD: BNA0835
656 | Pfreimd | Hydro | Pumped Storage | Storage | Germany | 117.1 |  | 1952 |  |  | 49.5354 | 12.28 | 4.7822 | 1.5 |  | 560 |  | EESI: EESI-63406; GEM: G100000601755; GHR: GHR-GHR03245; JRC: JRC-H1178, JRC-H2098, JRC-H532; MASTR: MASTR-SEE909599581535, MASTR-SEE925690509520, MASTR-SEE941870180563, MASTR-SEE945779125267, MASTR-SEE972377801989, MASTR-SEE991322361361
664 | Alzwerk | Hydro | Run-Of-River | PP | Germany | 50.4 | 0.8 | 1922 | 1922 |  | 48.1833 | 12.8534 | [5 empty] | GEM: G100001027259; GHR: GHR-GHR03169; JRC: JRC-H902; MASTR: MASTR-SEE901602471161, MASTR-SEE913911815888, MASTR-SEE925023182710, MASTR-SEE959377024433, MASTR-SEE979257485857; OPSD: BNA0173
716 | Wyhlen Straflo | Hydro | Run-Of-River | CHP | Germany | 27 | 0.8 | 1912 | 1912 |  | 47.5388 | 7.7077 | [5 empty] | EESI: EESI-65015; GEM: G100000400175; JRC: JRC-H1024; MASTR: MASTR-SEE925326526723, MASTR-SEE927287469774, MASTR-SEE931261988564, MASTR-SEE934890098444, MASTR-SEE942749879687, MASTR-SEE982064123652; OPSD: BNA0362
744 | Psw Niederwartha Pss | Hydro | Pumped Storage | Storage | Germany | 39.8 | 0.75 | 1958 | 1958 | 2024 | 51.091 | 13.61 | 14.8492 | 1.981 | 143 | 591 |  | EESI: EESI-63375; GHR: GHR-GHR03228; JRC: JRC-H986; MASTR: MASTR-SEE972367491114, MASTR-SEE973768834586; OPSD: BNA0721
745 | Iffezheim | Hydro | Run-Of-River | PP | Germany | 147.9 | 0.8 | 1970 | 1978 |  | 48.8328 | 8.1106 | [5 empty] | ENTSOE: 11WD4IFFE5G----Z; GHR: GHR-GHR03247; JRC: JRC-H340; MASTR: MASTR-SEE917250397289, MASTR-SEE946412220059, MASTR-SEE968905495126, MASTR-SEE977812651266, MASTR-SEE980274382876, MASTR-SEE997586162263; OPSD: BNA0494
746 | Neef Maschine | Hydro | Run-Of-River | PP | Germany | 16.4 | 0.8 | 1966 | 1966 |  | 50.0873 | 7.136 | [5 empty] | GEM: G100001002680; GHR: GHR-GHR03225; JRC: JRC-H1493; MASTR: MASTR-SEE944886199833, MASTR-SEE966970929270, MASTR-SEE985446296883, MASTR-SEE997982071411; OPSD: BNA1216
750 | Dingolfing | Hydro | Run-Of-River | PP | Germany | 15 | 0.8 | 1957 | 1957 |  | 48.6346 | 12.4839 |  | 1.25 |  |  |  | GEM: G100001064829; GHR: GHR-GHR03180; JRC: JRC-H1544; MASTR: MASTR-SEE916697461249, MASTR-SEE919412154723, MASTR-SEE931699316403; OPSD: BNA1129
751 | Walchenseekraftwerk | Hydro | Reservoir | Store | Germany | 124 | 0.8 | 1924 | 1955 |  | 47.6296 | 11.3382 |  | 1.324 | 200 |  |  | GEM: G100000601760; GHR: GHR-GHR03276; JRC: JRC-H415; MASTR: MASTR-SEE928459304602, MASTR-SEE930595548697, MASTR-SEE936406566188, MASTR-SEE965777272787, MASTR-SEE975302241416, MASTR-SEE981832585265, MASTR-SEE994080011080, MASTR-SEE994984344970; OPSD: BNA0540
752 | Wkw Rudolf Fettweis Werk Psw Schwarzenbach | Hydro | Pumped Storage | Store | Germany | 43 | 0.76692 | 1918 | 1926 |  | 48.6692 | 8.3535 | 2.3256e-05 | 14.288 | 65 | 0.001 |  | GEM: G100001030812; GHR: GHR-GHR03255; JRC: JRC-H917; MASTR: MASTR-SEE930267705700, MASTR-SEE984453739475; OPSD: BNA0278, BNA0279
755 | Rosshaupten Skw | Hydro | Reservoir | Store | Germany | 45.5 |  | 1954 | 1954 |  | 47.6543 | 10.7501 |  | 168 | 35.4 |  |  | GEM: G100001027261; GHR: GHR-GHR03249; JRC: JRC-H897; MASTR: MASTR-SEE913199703136, MASTR-SEE950450991048; OPSD: BNA0847
757 | Kachlet | Hydro | Run-Of-River | PP | Germany | 53.7 | 0.8 | 1927 | 1927 |  | 48.5794 | 13.4089 |  |  | 8.8 |  |  | GEM: G100001027260; GHR: GHR-GHR03209; JRC: JRC-H806; MASTR: MASTR-SEE935963507269, MASTR-SEE935976236132, MASTR-SEE938153286029, MASTR-SEE944518084070, MASTR-SEE950988570012, MASTR-SEE962597527578, MASTR-SEE963787688062, MASTR-SEE995447721338; OPSD: BNA0782
846 | Gars Ms | Hydro | Run-Of-River | PP | Germany | 25 | 0.8 | 1938 | 1938 |  | 48.1536 | 12.3122 | [5 empty] | GHR: GHR-GHR03192; JRC: JRC-H1251; MASTR: MASTR-SEE931012437020, MASTR-SEE941548257580, MASTR-SEE953174240607, MASTR-SEE969267129582, MASTR-SEE991316727548; OPSD: BNA0324
847 | Bergheim | Hydro | Run-Of-River | PP | Germany | 23.7 | 0.8 | 1970 | 1970 |  | 48.7512 | 11.2732 |  | 1.11 |  |  |  | GHR: GHR-GHR03171; JRC: JRC-H1304; MASTR: MASTR-SEE920999677857, MASTR-SEE960680903568, MASTR-SEE964673859078; OPSD: BNA0065
848 | Wkw Dettingen | Hydro | Run-Of-River | PP | Germany | 10.8 | 0.8 | 1927 | 1927 |  | 48.1122 | 10.1332 | [5 empty] | GHR: GHR-GHR03178; JRC: JRC-H1706; MASTR: MASTR-SEE929681132193, MASTR-SEE965755251490, MASTR-SEE982923767645; OPSD: BNA1126
849 | Dessau Ro | Hydro | Run-Of-River | PP | Germany | 10.299 | 0.8 | 1967 | 1967 |  | 47.7396 | 10.8255 | [5 empty] | GHR: GHR-GHR03177; JRC: JRC-H1730; MASTR: MASTR-SEE950140538850, MASTR-SEE960357727398, MASTR-SEE988465448257; OPSD: BNA1118
850 | Bittenbrunn | Hydro | Run-Of-River | PP | Germany | 20.19 | 0.8 | 1969 | 1969 |  | 48.735 | 11.1437 | [5 empty] | GHR: GHR-GHR03174; JRC: JRC-H1375; MASTR: MASTR-SEE906889375157, MASTR-SEE993827105563, MASTR-SEE994048824899; OPSD: BNA0689
851 | Biggekraftwerk | Hydro | Reservoir | PP | Germany | 14.4 |  | 1965 | 1965 |  | 51.1167 | 7.8933 |  | 171.7 | 57 |  |  | GHR: GHR-GHR03173; JRC: JRC-H1543; MASTR: MASTR-SEE938477978983, MASTR-SEE965966201352, MASTR-SEE968039156900; OPSD: BNA1102
852 | Bertoldsheim | Hydro | Run-Of-River | PP | Germany | 18.9 | 0.8 | 1967 | 1968 |  | 48.7362 | 11.0208 |  | 1.99 |  |  |  | GHR: GHR-GHR03172; JRC: JRC-H1433; MASTR: MASTR-SEE916571034606, MASTR-SEE959264884584, MASTR-SEE977600961171; OPSD: BNA1239
856 | Geisling | Hydro | Run-Of-River | PP | Germany | 24.999 | 0.8 | 1970 | 1985 |  | 48.9739 | 12.3441 | [5 empty] | GHR: GHR-GHR03194; JRC: JRC-H1252; MASTR: MASTR-SEE918271567637, MASTR-SEE933647139935, MASTR-SEE976392258995; OPSD: BNA0795
857 | Gummering | Hydro | Run-Of-River | PP | Germany | 16.5 | 0.8 | 1957 | 1957 |  | 48.6229 | 12.3975 |  | 1.78 |  |  |  | GHR: GHR-GHR03197; JRC: JRC-H1567; MASTR: MASTR-SEE928715410504, MASTR-SEE941459970745, MASTR-SEE956682707471; OPSD: BNA1219
858 | Heimbach Maschine | Hydro | Reservoir | PP | Germany | 16 | 0.8 | 1905 | 1905 |  | 50.6286 | 6.479 |  | 45.5 | 58 |  |  | GHR: GHR-GHR03200; JRC: JRC-H1506; MASTR: MASTR-SEE944656117388, MASTR-SEE977356213593; OPSD: BNA1153
982 | Perach Ms | Hydro | Run-Of-River | PP | Germany | 19.398 | 0.8 | 1970 | 1977 |  | 48.2614 | 12.7895 |  | 76.08 |  |  |  | GHR: GHR-GHR03233; JRC: JRC-H1413; MASTR: MASTR-SEE921294761234, MASTR-SEE949459256067, MASTR-SEE974434785997; OPSD: BNA0792
992 | Altheim | Hydro | Run-Of-River | PP | Germany | 17.154 | 0.8 | 1951 | 1951 |  | 48.5836 | 12.2181 |  | 1.91 |  |  |  | GHR: GHR-GHR03167; JRC: JRC-H1464; MASTR: MASTR-SEE945845418224, MASTR-SEE980276191377, MASTR-SEE982564834379; OPSD: BNA1140
994 | Nussdorf Im Besitz Von Innwerk Und Obk | Hydro | Run-Of-River | PP | Germany | 50 | 0.8 | 1970 | 1982 |  | 47.7449 | 12.1365 | [5 empty] | GHR: GHR-GHR03229; JRC: JRC-H1040; MASTR: MASTR-SEE907943989181, MASTR-SEE929107540175; OPSD: BNA0747
1003 | Aufkirchen | Hydro | Run-Of-River | PP | Germany | 36 | 0.8 | 1924 | 1924 |  | 48.3047 | 11.8583 | [5 empty] | GHR: GHR-GHR03170; JRC: JRC-H1199; MASTR: MASTR-SEE900963630248, MASTR-SEE902745894848, MASTR-SEE979394589432, MASTR-SEE980892645759; OPSD: BNA1220
1045 | Oberpeiching | Hydro | Run-Of-River | PP | Germany | 12.29 | 0.8 | 1954 | 1954 |  | 48.6464 | 10.8785 | [5 empty] | GHR: GHR-GHR03231; JRC: JRC-H1686; MASTR: MASTR-SEE912827261192, MASTR-SEE922767690112; OPSD: BNA1221
1046 | Obernach | Hydro | Run-Of-River | PP | Germany | 12.8 | 0.8 | 1955 | 1955 |  | 47.5686 | 11.3084 |  | 793.66 |  |  |  | GHR: GHR-GHR03230; JRC: JRC-H1638; MASTR: MASTR-SEE941328262162, MASTR-SEE961284659301; OPSD: BNA1273
1051 | Hochstadt | Hydro | Run-Of-River | PP | Germany | 9.99 | 0.8 | 1970 | 1982 |  | 48.6035 | 10.5827 | [5 empty] | GHR: GHR-GHR03203; JRC: JRC-H1742; MASTR: MASTR-SEE965606617895, MASTR-SEE969167735944; OPSD: BNA1157
1060 | Hemfurth | Hydro | Reservoir | Store | Germany | 20 |  | 1915 | 1915 |  | 51.1834 | 9.0599 |  | 199.3 | 45 |  |  | GHR: GHR-GHR03201; JRC: JRC-H1385; MASTR: MASTR-SEE909400381729, MASTR-SEE933265744528; OPSD: BNA0230
1121 | Happurg | Hydro | Pumped Storage | Storage | Germany | 160 | 0.75 | 1958 | 1958 |  | 49.4875 | 11.4733 | 5.3125 |  |  | 850 |  | GEM: G100001030805; JRC: JRC-H306; MASTR: MASTR-SEE918067363207, MASTR-SEE919076066929, MASTR-SEE976266175403, MASTR-SEE987452387340; OPSD: BNA0422
1122 | Zeltingen Maschine | Hydro | Run-Of-River | PP | Germany | 13.6 | 0.8 | 1964 | 1964 |  | 49.9519 | 7.0223 | [5 empty] | GHR: GHR-GHR03288; JRC: JRC-H1606; MASTR: MASTR-SEE931088083121, MASTR-SEE941420464426, MASTR-SEE961196425506, MASTR-SEE969618944758; OPSD: BNA1287
1123 | Rise Wkw Niederhausen | Hydro | Run-Of-River | PP | Germany | 1.9 | 0.8 | 1970 | 2020 |  | 49.8104 | 7.792 | [5 empty] | GHR: GHR-GHR03273, GHR-GHR03275; JRC: JRC-H2495; MASTR: MASTR-SEE991286059373; OPSD: BNA0010b
1124 | Wintrich Maschine | Hydro | Run-Of-River | PP | Germany | 20 | 0.8 | 1965 | 1965 |  | 49.8805 | 6.9499 |  |  | 7.5 |  |  | GHR: GHR-GHR03286; JRC: JRC-H1388; MASTR: MASTR-SEE914513090444, MASTR-SEE922911017253, MASTR-SEE923624580645, MASTR-SEE934654061066; OPSD: BNA1066
1125 | Weserkraftwerk Bremen Turbine | Hydro | Run-Of-River | PP | Germany | 9.73 | 0.8 | 1970 | 2011 |  | 53.0614 | 8.8639 | [5 empty] | GHR: GHR-GHR03285; JRC: JRC-H1773, JRC-H2498, JRC-H2500; MASTR: MASTR-SEE924412591423, MASTR-SEE925894626634; OPSD: BNA1098
1126 | Triebwerk Wasserburg | Hydro | Run-Of-River | PP | Germany | 5 | 0.8 | 1938 | 1938 |  | 48.0575 | 12.2194 | [5 empty] | GHR: GHR-GHR03280; JRC: JRC-H1282; MASTR: MASTR-SEE967404406039; OPSD: BNA1013
1127 | Vohburg | Hydro | Run-Of-River | PP | Germany | 23.28 | 0.8 | 1970 | 1992 |  | 48.7785 | 11.6012 |  | 0.54 |  |  |  | GHR: GHR-GHR03272; JRC: JRC-H1310; MASTR: MASTR-SEE923223371170, MASTR-SEE936428070663, MASTR-SEE954220263762; OPSD: BNA0996
1128 | Urspring Ro | Hydro | Run-Of-River | PP | Germany | 10.098 | 0.8 | 1966 | 1966 |  | 47.7159 | 10.8265 |  | 5.44 |  |  |  | GHR: GHR-GHR03271; JRC: JRC-H1734; MASTR: MASTR-SEE926876352800, MASTR-SEE929915888797, MASTR-SEE954975672987; OPSD: BNA1191
1129 | Lw Straubing Rmd | Hydro | Run-Of-River | PP | Germany | 21.5 | 0.8 | 1970 | 1994 |  | 48.8966 | 12.5562 | [5 empty] | GHR: GHR-GHR03259; JRC: JRC-H1347; MASTR: MASTR-SEE935560628848, MASTR-SEE954281393200, MASTR-SEE967078876749; OPSD: BNA0929
1287 | Rosenheim | Hydro | Run-Of-River | PP | Germany | 35.1 | 0.8 | 1960 | 1960 |  | 47.8381 | 12.1536 | [5 empty] | GHR: GHR-GHR03248; JRC: JRC-H1060; MASTR: MASTR-SEE947313574326, MASTR-SEE977512784516, MASTR-SEE982332501670; OPSD: BNA0839
1288 | Wkw Reckingen | Hydro | Run-Of-River | PP | Germany | 21 | 0.8 | 1941 | 1942 |  | 47.5709 | 8.3381 |  |  | 12 |  |  | GHR: GHR-GHR03244; JRC: JRC-H2494; MASTR: MASTR-SEE980337143772; OPSD: BNA0825
1289 | Rain | Hydro | Run-Of-River | PP | Germany | 11.19 | 0.8 | 1955 | 1956 |  | 48.6925 | 10.8978 | [5 empty] | GHR: GHR-GHR03243; JRC: JRC-H1721; MASTR: MASTR-SEE950641511031, MASTR-SEE971021553687; OPSD: BNA1235
1290 | Prittriching Ro | Hydro | Run-Of-River | PP | Germany | 12.1 | 0.8 | 1970 | 1984 |  | 48.2105 | 10.9048 |  | 0.64 |  |  |  | GHR: GHR-GHR03237; JRC: JRC-H1655; MASTR: MASTR-SEE907339611450, MASTR-SEE973546643669, MASTR-SEE975578379660; OPSD: BNA1234
1291 | Prem | Hydro | Run-Of-River | PP | Germany | 19.2 | 0.8 | 1970 | 1971 |  | 47.6767 | 10.7897 |  | 5.62 | 15 |  |  | GHR: GHR-GHR03236; JRC: JRC-H1415; MASTR: MASTR-SEE903494881059, MASTR-SEE907837230047, MASTR-SEE946976628933; OPSD: BNA1192
1297 | Niederaichbach | Hydro | Run-Of-River | PP | Germany | 16.2 | 0.8 | 1951 | 1951 |  | 48.6035 | 12.3014 |  | 5.86 |  |  |  | GHR: GHR-GHR03227; JRC: JRC-H1497; MASTR: MASTR-SEE958833819255, MASTR-SEE959715874706, MASTR-SEE992196002671; OPSD: BNA1217
1298 | Neuotting Ms | Hydro | Run-Of-River | PP | Germany | 26.1 | 0.8 | 1951 | 1951 |  | 48.2497 | 12.6911 |  | 0.39 |  |  |  | GHR: GHR-GHR03226; JRC: JRC-H1226; MASTR: MASTR-SEE923389370246, MASTR-SEE925570951074, MASTR-SEE931353190974; OPSD: BNA0695
1299 | Muhltal | Hydro | Run-Of-River | PP | Germany | 11.2 | 0.8 | 1924 | 1924 |  | 47.9964 | 11.4854 | [5 empty] | GHR: GHR-GHR03224; JRC: JRC-H1700; MASTR: MASTR-SEE949500107867, MASTR-SEE977277909087, MASTR-SEE992625046054; OPSD: BNA1263
1301 | Merching | Hydro | Run-Of-River | PP | Germany | 12 | 0.8 | 1970 | 1978 |  | 48.2659 | 10.9374 |  | 1.83 | 24 |  |  | GHR: GHR-GHR03221; JRC: JRC-H1667; MASTR: MASTR-SEE909007092769, MASTR-SEE935359739632, MASTR-SEE996794687834; OPSD: BNA1210
1302 | Lehmen Maschine | Hydro | Run-Of-River | PP | Germany | 20 | 0.8 | 1962 | 1962 |  | 50.2748 | 7.4601 |  |  | 7.5 |  |  | GHR: GHR-GHR03217; JRC: JRC-H1386; MASTR: MASTR-SEE936922240418, MASTR-SEE941176001043, MASTR-SEE950624794208, MASTR-SEE967019106539; OPSD: BNA0715
1303 | Landau | Hydro | Run-Of-River | PP | Germany | 12.6 | 0.8 | 1970 | 1984 |  | 48.6681 | 12.6602 |  | 2.74 |  |  |  | GHR: GHR-GHR03214; JRC: JRC-H1643; MASTR: MASTR-SEE926125006225, MASTR-SEE930248546148, MASTR-SEE949049420311; OPSD: BNA1228
1304 | Koblenz Maschine | Hydro | Run-Of-River | PP | Germany | 16 | 0.8 | 1951 | 1951 |  | 50.366 | 7.5816 | [5 empty] | GHR: GHR-GHR03211; JRC: JRC-H1507; MASTR: MASTR-SEE931158678738, MASTR-SEE961061178896, MASTR-SEE996357195448, MASTR-SEE996485724770; OPSD: BNA1181
1305 | Kaufering Ro | Hydro | Run-Of-River | PP | Germany | 16.701 | 0.8 | 1970 | 1975 |  | 48.1139 | 10.8619 |  | 2.93 |  |  |  | GHR: GHR-GHR03210; JRC: JRC-H1483; MASTR: MASTR-SEE924169304048, MASTR-SEE964721515031, MASTR-SEE988114672156; OPSD: BNA1169
1306 | Ingolstadt | Hydro | Run-Of-River | PP | Germany | 19.8 | 0.8 | 1970 | 1971 |  | 48.7508 | 11.4116 |  | 2.13 |  |  |  | GHR: GHR-GHR03204; JRC: JRC-H1410; MASTR: MASTR-SEE933078887559, MASTR-SEE955407848307, MASTR-SEE972180197972; OPSD: BNA1160
1307 | Swm Uppenborn | Hydro | Run-Of-River | PP | Germany | 18 | 0.8 | 1930 | 1930 |  | 48.5152 | 12.1011 | [5 empty] | GHR: GHR-GHR03269, GHR-GHR03270; JRC: JRC-H1255; MASTR: MASTR-SEE907834312319, MASTR-SEE931485815622, MASTR-SEE980479559837; OPSD: BNA1008
1308 | Wkw Unteropfingen | Hydro | Run-Of-River | PP | Germany | 14.2 | 0.8 | 1924 | 1924 |  | 48.0632 | 10.1288 |  | 0.35 |  |  |  | GHR: GHR-GHR03268; JRC: JRC-H1570; MASTR: MASTR-SEE944923156256, MASTR-SEE952242150978, MASTR-SEE964658207085, MASTR-SEE989300885374; OPSD: BNA1175
1309 | Unterbergen Ro | Hydro | Run-Of-River | PP | Germany | 12.201 | 0.8 | 1970 | 1983 |  | 48.2377 | 10.9259 |  | 0.55 |  |  |  | GHR: GHR-GHR03267; JRC: JRC-H1650; MASTR: MASTR-SEE932259668697, MASTR-SEE934999181948, MASTR-SEE940552188637; OPSD: BNA1247
1310 | Trier Maschine | Hydro | Run-Of-River | PP | Germany | 18.8 | 0.8 | 1962 | 1962 |  | 49.728 | 6.6246 | [5 empty] | GHR: GHR-GHR03265; JRC: JRC-H1435; MASTR: MASTR-SEE909057995010, MASTR-SEE941619779157, MASTR-SEE965922127559, MASTR-SEE977519384276; OPSD: BNA1269
1314 | Muden Maschine | Hydro | Run-Of-River | PP | Germany | 16.4 | 0.8 | 1965 | 1965 |  | 50.185 | 7.3328 |  |  | 6.5 |  |  | GHR: GHR-GHR03223; JRC: JRC-H1492; MASTR: MASTR-SEE918483749111, MASTR-SEE931478434564, MASTR-SEE940474876544, MASTR-SEE992559962321; OPSD: BNA1214
1322 | Serrig Maschine | Hydro | Run-Of-River | PP | Germany | 12.1 | 0.8 | 1970 | 1985 |  | 49.5661 | 6.5931 |  |  | 14.5 |  |  | GHR: GHR-GHR03256; JRC: JRC-H1656; MASTR: MASTR-SEE911476679648, MASTR-SEE918573116014; OPSD: BNA1143
1328 | Scheuring Ro | Hydro | Run-Of-River | PP | Germany | 12.201 | 0.8 | 1970 | 1980 |  | 48.1803 | 10.8836 |  | 0.53 |  |  |  | GHR: GHR-GHR03251; JRC: JRC-H1653; MASTR: MASTR-SEE907294548426, MASTR-SEE927477486369, MASTR-SEE930232746332; OPSD: BNA1246
1341 | Schwammenauel | Hydro | Reservoir | PP | Germany | 14 | 0.8 | 1938 | 1938 |  | 50.6379 | 6.4445 |  | 181.8 | 77 |  |  | GHR: GHR-GHR03254; JRC: JRC-H1579; MASTR: MASTR-SEE985107396679; OPSD: BNA1152
1360 | Detzem Maschine | Hydro | Run-Of-River | PP | Germany | 24 | 0.8 | 1962 | 1962 |  | 49.8246 | 6.8416 |  |  | 9 |  |  | GHR: GHR-GHR03179; JRC: JRC-H1285; MASTR: MASTR-SEE906312850534, MASTR-SEE920872442510, MASTR-SEE937360320199, MASTR-SEE937849602679; OPSD: BNA0880
1361 | Pielweichs | Hydro | Run-Of-River | PP | Germany | 12.6 | 0.8 | 1970 | 1994 |  | 48.7619 | 12.8698 | [5 empty] | GHR: GHR-GHR03235; JRC: JRC-H1644; MASTR: MASTR-SEE932569427427, MASTR-SEE969190320896, MASTR-SEE991388294085; OPSD: BNA1230
1362 | Pfrombach | Hydro | Run-Of-River | PP | Germany | 35.9 | 0.8 | 1929 | 1929 |  | 48.4417 | 11.9922 | [5 empty] | GHR: GHR-GHR03234; JRC: JRC-H1329; MASTR: MASTR-SEE906382407782, MASTR-SEE912494745674, MASTR-SEE926693191903, MASTR-SEE928579781840, MASTR-SEE948865320546, MASTR-SEE967003406416; OPSD: BNA1213
1374 | Teufelsbruck Ms | Hydro | Run-Of-River | PP | Germany | 25 | 0.8 | 1938 | 1938 |  | 48.1144 | 12.2717 | [5 empty] | GHR: GHR-GHR03264; JRC: JRC-H1254; MASTR: MASTR-SEE900123363948, MASTR-SEE927234931354, MASTR-SEE971686772294, MASTR-SEE985411751317, MASTR-SEE989745723057; OPSD: BNA0912
1375 | Wkw Tannheim | Hydro | Run-Of-River | PP | Germany | 13.5 | 0.8 | 1920 | 1920 |  | 48.008 | 10.1187 |  | 0.35 |  |  |  | GHR: GHR-GHR03262; JRC: JRC-H1651; MASTR: MASTR-SEE915930430462, MASTR-SEE916589914358, MASTR-SEE952563244745, MASTR-SEE955790928549; OPSD: BNA1265
1376 | Feldkirchen | Hydro | Run-Of-River | PP | Germany | 38.199 | 0.8 | 1970 | 1970 |  | 47.9606 | 12.1569 | [5 empty] | GHR: GHR-GHR03190; JRC: JRC-H1004; MASTR: MASTR-SEE944229371742, MASTR-SEE950536544908, MASTR-SEE961226195928; OPSD: BNA0854
1377 | Fankel Maschine | Hydro | Run-Of-River | PP | Germany | 16.4 | 0.8 | 1963 | 1963 |  | 50.1239 | 7.2257 | [5 empty] | GHR: GHR-GHR03189; JRC: JRC-H1491; MASTR: MASTR-SEE966521084113, MASTR-SEE971746670720, MASTR-SEE991810618885, MASTR-SEE999735538103; OPSD: BNA1135
1378 | Faimingen | Hydro | Run-Of-River | PP | Germany | 10.09 | 0.8 | 1965 | 1965 |  | 48.5586 | 10.4112 |  | 1.98 |  |  |  | GHR: GHR-GHR03188; JRC: JRC-H1733; MASTR: MASTR-SEE903626449133, MASTR-SEE909482931270; OPSD: BNA1189
1379 | Ettling | Hydro | Run-Of-River | PP | Germany | 12.3 | 0.8 | 1970 | 1988 |  | 48.6953 | 12.7943 | [5 empty] | GHR: GHR-GHR03187; JRC: JRC-H1642; MASTR: MASTR-SEE901248773803, MASTR-SEE923058511512, MASTR-SEE982462684892; OPSD: BNA1274
1380 | Enkirch Maschine | Hydro | Run-Of-River | PP | Germany | 18.4 | 0.8 | 1966 | 1966 |  | 49.9782 | 7.1274 |  |  | 7.5 |  |  | GHR: GHR-GHR03185; JRC: JRC-H1439; MASTR: MASTR-SEE925878652192, MASTR-SEE929405778768, MASTR-SEE968613122536, MASTR-SEE991358537341; OPSD: BNA1137
1381 | Ellgau | Hydro | Run-Of-River | PP | Germany | 9.99 | 0.8 | 1952 | 1952 |  | 48.5969 | 10.8784 | [5 empty] | GHR: GHR-GHR03184; JRC: JRC-H1775; MASTR: MASTR-SEE910494465844, MASTR-SEE918933000502; OPSD: BNA1136
1382 | Eitting | Hydro | Run-Of-River | PP | Germany | 36 | 0.8 | 1925 | 1925 |  | 48.359 | 11.8819 | [5 empty] | GHR: GHR-GHR03183; JRC: JRC-H1219; MASTR: MASTR-SEE902444234136, MASTR-SEE906074606738, MASTR-SEE937685363109, MASTR-SEE956908340703; OPSD: BNA1134
1397 | Egglfing Obernberg | Hydro | Run-Of-River | PP | Germany | 80.7 | 0.8 | 1944 | 1944 |  | 48.3203 | 13.3187 |  |  | 13.5 |  |  | GHR: GHR-GHR03182; JRC: JRC-H412; MASTR: MASTR-SEE914861690945, MASTR-SEE922429625575, MASTR-SEE948455839281, MASTR-SEE957367978162, MASTR-SEE974979035090, MASTR-SEE993233732025; OPSD: BNA0042
1398 | Dornau | Hydro | Run-Of-River | PP | Germany | 16.6 | 0.8 | 1960 | 1960 |  | 47.8001 | 10.9041 |  | 20.85 | 28 |  |  | GHR: GHR-GHR03181; JRC: JRC-H1485; MASTR: MASTR-SEE938443144244, MASTR-SEE997722783727; OPSD: BNA1251
1439 | Stammham Ms | Hydro | Run-Of-River | PP | Germany | 23.199 | 0.8 | 1955 | 1955 |  | 48.2472 | 12.8658 |  |  | 8.5 |  |  | GHR: GHR-GHR03258; JRC: JRC-H1311; MASTR: MASTR-SEE920405564993, MASTR-SEE928246905913, MASTR-SEE976445927045; OPSD: BNA0921
1996 | Tanzmuhle | Hydro | Pumped Storage | Store | Germany | 35 |  | 1970 |  |  | 49.5522 | 12.2813 |  |  |  | 264.8 |  | EESI: EESI-63154; GHR: GHR-GHR03263; JRC: JRC-H1065
2024 | Psw Vianden Luxembourg | Hydro | Pumped Storage | Store | Germany | 1291 |  | 1970 |  |  | 49.9516 | 6.18 | 3.4686 | 6.864 | 280 | 4478 |  | ENTSOE: 11WD72VIA2H-KW-0; GHR: GHR-GHR03239; JRC: JRC-H5
2749 | Inningen | Hydro | Run-Of-River | PP | Germany | 2.495 |  | 1970 |  |  | 48.29 | 10.83 |  | 0.41 |  |  |  | GHR: GHR-GHR03205; JRC: JRC-H2523; MASTR: MASTR-SEE922978278147
2750 | Jettenbach Ms | Hydro | Run-Of-River | PP | Germany | 5 |  | 1970 |  |  | 48.1776 | 12.3818 | [5 empty] | GHR: GHR-GHR03206; JRC: JRC-H2004; MASTR: MASTR-SEE909616423312, MASTR-SEE923908213993
2751 | Hengstey | Hydro | Run-Of-River | PP | Germany | 3.7 |  | 1930 |  |  | 51.4003 | 7.4556 |  | 14.26 |  |  |  | GHR: GHR-GHR03215; JRC: JRC-H2540; MASTR: MASTR-SEE907185079756, MASTR-SEE958060508489, MASTR-SEE982918539134
2752 | Legau | Hydro | Run-Of-River | PP | Germany | 4.895 |  | 1943 |  |  | 47.8698 | 10.1811 |  | 2.14 |  |  |  | GHR: GHR-GHR03216; JRC: JRC-H2546; MASTR: MASTR-SEE910649562176, MASTR-SEE923959812879, MASTR-SEE936647298558, MASTR-SEE963568957363
2753 | Mittelstetten | Hydro | Run-Of-River | PP | Germany | 2.39 |  | 1970 |  |  | 49.21 | 10.72 | [5 empty] | GHR: GHR-GHR03222; JRC: JRC-H2524; MASTR: MASTR-SEE961273659862
2754 | Offingen | Hydro | Run-Of-River | PP | Germany | 7.345 |  | 1963 |  |  | 48.4851 | 10.3377 |  | 1.33 |  |  |  | GHR: GHR-GHR03208; JRC: JRC-H2557; MASTR: MASTR-SEE906267306926, MASTR-SEE966555726904
2755 | Rothenfels | Hydro | Run-Of-River | PP | Germany | 6.3 |  | 1939 |  |  | 49.9001 | 9.5863 | [5 empty] | GHR: GHR-GHR03213; JRC: JRC-H2515; MASTR: MASTR-SEE912637892661, MASTR-SEE951472006123, MASTR-SEE963972158493
2756 | Schwabmunchen | Hydro | Run-Of-River | PP | Germany | 2.59 |  | 1956 |  |  | 48.191 | 10.729 | [5 empty] | GHR: GHR-GHR03252; JRC: JRC-H2521; MASTR: MASTR-SEE989743813804
2757 | Wasserkraft Sorpe | Hydro | Reservoir | Store | Germany | 5 |  | 1935 |  |  | 51.3517 | 7.9714 |  | 70 | 69 |  |  | GHR: GHR-GHR03257; JRC: JRC-H1869; MASTR: MASTR-SEE910198021377, MASTR-SEE988811412871
2758 | Wasserkraftanlage | Hydro | Run-Of-River | PP | Germany | 1.162 |  | 1970 |  |  | 47.8082 | 10.9023 |  | 78 | 135 |  |  | GHR: GHR-GHR03281, GHR-GHR03282; JRC: JRC-H2528; MASTR: MASTR-SEE934189010102
2759 | Altusried | Hydro | Run-Of-River | PP | Germany | 6.04 |  | 1961 |  |  | 47.8171 | 10.2275 |  | 0.9 |  |  |  | GHR: GHR-GHR03168; JRC: JRC-H2519, JRC-H2520; MASTR: MASTR-SEE926056992161, MASTR-SEE940075857089
2760 | Bobingen | Hydro | Run-Of-River | PP | Germany | 2.595 |  | 1982 |  |  | 48.26 | 10.8 | [5 empty] | GHR: GHR-GHR03176; JRC: JRC-H2522; MASTR: MASTR-SEE950719469462
2761 | Fluhmuhle | Hydro | Run-Of-River | PP | Germany | 4.46 |  | 1944 |  |  | 47.8396 | 10.1927 | [5 empty] | GHR: GHR-GHR03191; JRC: JRC-H2548, JRC-H2549, JRC-H2551, JRC-H2552; MASTR: MASTR-SEE938968890992, MASTR-SEE956217611815, MASTR-SEE992020915382, MASTR-SEE992283118681
2762 | Grossaitingen | Hydro | Run-Of-River | PP | Germany | 2.39 |  | 1970 |  |  | 48.23 | 10.76 | [5 empty] | GHR: GHR-GHR03196; JRC: JRC-H2525; MASTR: MASTR-SEE928550187227
2763 | Gundelsheim | Hydro | Run-Of-River | PP | Germany | 2.8 |  | 1935 |  |  | 49.2805 | 9.1561 | [5 empty] | GHR: GHR-GHR03207; JRC: JRC-H2518; MASTR: MASTR-SEE930143046750
3264 | Ryburg Schworstadt | Hydro | Run-Of-River | PP | Germany | 84.45 | 0.8 | 1930 | 1984 |  | 47.5871 | 7.8361 | [5 empty] | GEM: G100000604130; MASTR: MASTR-SEE904955359575, MASTR-SEE975539952376, MASTR-SEE995156555835; OPSD: BNA0859
3311 | Jochenstein | Hydro | Run-Of-River | PP | Germany | 132 | 0.8 | 1955 | 1955 |  | 48.5183 | 13.7076 | [5 empty] | JRC: JRC-H2491; MASTR: MASTR-SEE902378631681, MASTR-SEE961706754454, MASTR-SEE965528786747, MASTR-SEE971499223693, MASTR-SEE991958709742; OPSD: BNA0364
3312 | Passau Ingling | Hydro | Run-Of-River | PP | Germany | 86.4 | 0.8 | 1965 | 1965 |  | 48.5534 | 13.4349 | [5 empty] | JRC: JRC-H3282; MASTR: MASTR-SEE941054035436, MASTR-SEE973513212348, MASTR-SEE983560968952, MASTR-SEE995234903107; OPSD: BNA0784
3313 | Braunau Simbach | Hydro | Run-Of-River | PP | Germany | 102.4 | 0.8 | 1953 | 1953 |  | 48.2447 | 13.0041 | [5 empty] | JRC: JRC-H840; MASTR: MASTR-SEE912351283974, MASTR-SEE946492105505, MASTR-SEE979623845346, MASTR-SEE992421348512; OPSD: BNA0529
5009 | Kraftwerke Angermuhle | Hydro | Run-Of-River | PP | Germany | 1.79 |  | 2008 |  |  | 48.0026 | 12.5315 | [5 empty] | JRC: JRC-H2527; MASTR: MASTR-SEE960078603339
5010 | Hauptkraftwerk | Hydro | Reservoir | PP | Germany | 4.028 |  | 2024 |  |  | 48.8832 | 13.3598 | [5 empty] | JRC: JRC-H2517; MASTR: MASTR-SEE974948708802
5011 | Wkw Atex | Hydro | Run-Of-River | PP | Germany | 1.77 |  | 2018 |  |  | 48.392 | 13.2675 | [5 empty] | JRC: JRC-H2539; MASTR: MASTR-SEE901878447143
5012 | Wkw | Hydro | Run-Of-River | PP | Germany | 8.3 |  | 1910 |  |  | 48.068 | 12.576 | [5 empty] | JRC: JRC-H2497; MASTR: MASTR-SEE970236396232
5013 | Wkw | Hydro | Run-Of-River | PP | Germany | 1.8 |  | 1910 |  |  | 48.0249 | 12.5463 | [5 empty] | JRC: JRC-H2526; MASTR: MASTR-SEE986939069267
5014 | Wasserkraftwerk | Hydro | Run-Of-River | PP | Germany | 1.1 |  | 1992 |  |  | 50.8965 | 11.5977 | [5 empty] | JRC: JRC-H2556; MASTR: MASTR-SEE949976071341
5015 | Wasserkraftwerk Lahnstein | Hydro | Run-Of-River | PP | Germany | 1.728 |  | 1957 |  |  | 50.3074 | 7.616 | [5 empty] | JRC: JRC-H2530; MASTR: MASTR-SEE976649073463
5016 | Kammerl | Hydro | Run-Of-River | PP | Germany | 1.424 |  | 2014 |  |  | 47.6619 | 10.987 | [5 empty] | JRC: JRC-H2537; MASTR: MASTR-SEE916635297251
5036 | Wasserkraftwerk Kalkofen | Hydro | Run-Of-River | PP | Germany | 1.728 |  | 1955 |  |  | 50.313 | 7.8967 | [5 empty] | JRC: JRC-H2529; MASTR: MASTR-SEE903247354816
5037 | Wasserkraftanlage Odertalsperre | Hydro | Reservoir | PP | Germany | 4.14 |  | 1957 |  |  | 51.8578 | 10.4712 | [5 empty] | JRC: JRC-H2516; MASTR: MASTR-SEE990075658995
5038 | Wasserkraftanlage Oder Turbine Talsperre | Hydro | Reservoir | PP | Germany | 4.7 |  | 1934 |  |  | 51.6461 | 10.5047 | [5 empty] | JRC: JRC-H2502; MASTR: MASTR-SEE941914562225
5039 | Oberegg | Hydro | Run-Of-River | PP | Germany | 1.095 |  | 1942 |  |  | 48.28 | 10.31 | [5 empty] | JRC: JRC-H2550; MASTR: MASTR-SEE997618549246
5040 | Wka Nachrodt | Hydro | Run-Of-River | PP | Germany | 1.5 |  | 1927 |  |  | 51.346 | 7.6376 | [5 empty] | JRC: JRC-H2533; MASTR: MASTR-SEE902972372973
5400 | Haminan Hoyrykattilalaitos | Hydro | Run-Of-River | PP | Germany | 20.3 |  |  |  |  | 51.5201 | 14.3374 | [5 empty] | GHR: GHR-GHR03199; JRC: JRC-H1372
6123 | Upm Schongau | Hydro | Run-Of-River | PP | Germany | 10.5 | 0.8 | 1959 | 1959 |  | 47.8032 | 10.9043 | [5 empty] | JRC: JRC-H1728; OPSD: BNA1250
8597 | Oberaudorf Ebbs | Hydro | Run-Of-River | PP | Germany | 60 | 0.8 | 1992 | 1992 |  | 47.6411 | 12.1987 | [5 empty] | MASTR: MASTR-SEE978187174503, MASTR-SEE996980679766; OPSD: BNA0748
8651 | Ering Frauenstein | Hydro | Run-Of-River | PP | Germany | 72.9 | 0.8 | 1942 | 1942 |  | 48.2908 | 13.16 | [5 empty] | MASTR: MASTR-SEE964117025212, MASTR-SEE969078917545, MASTR-SEE977891692877; OPSD: BNA0259
8722 | Laufenburg | Hydro | Run-Of-River | PP | Germany | 106 |  | 1914 |  |  | 47.5565 | 8.0483 | [5 empty] | ENTSOE: 11WD4KWLFB5-S--M; GEM: G100000604128
14365 | Forbach | Hydro | Pumped Storage | PP | Germany | 50 |  | 2027 |  |  | 48.6592 | 8.3219 | [5 empty] | GEM: G100001051840
16566 | Koepchenwerk | Hydro | Pumped Storage | PP | Germany | 132 |  | 1930 |  | 1994 | 51.4128 | 7.4513 | [5 empty] | GEM: G100000604516
26091 | Aach Wasserkraftwerke Arlen Gbr | Hydro | Run-Of-River | PP | Germany | 0.6 |  | 1988 |  |  | 47.7284 | 8.8436 | [5 empty] | MASTR: MASTR-SEE932907605135
26112 | Aartalsee | Hydro | Reservoir | PP | Germany | 0.25 |  | 1992 |  |  | 50.6996 | 8.4545 | [5 empty] | MASTR: MASTR-SEE908677646982
26130 | Abb | Hydro | Run-Of-River | PP | Germany | 0.2 |  | 1980 |  |  | 48.2608 | 9.5629 | [5 empty] | MASTR: MASTR-SEE913766420527
26430 | Abr | Hydro | Run-Of-River | PP | Germany | 0.11 |  | 2009 |  |  | 51.0652 | 13.2667 | [5 empty] | MASTR: MASTR-SEE974644590701
26440 | Abr | Hydro | Run-Of-River | PP | Germany | 0.1 |  | 1994 |  |  | 51.7773 | 11.5817 | [5 empty] | MASTR: MASTR-SEE907128848340
26441 | Abr | Hydro | Run-Of-River | PP | Germany | 0.25 |  | 2020 |  |  | 51.3854 | 8.1632 | [5 empty] | MASTR: MASTR-SEE966335466303
26447 | Abr | Hydro | Run-Of-River | PP | Germany | 0.24 |  | 1995 |  |  | 50.6554 | 13.0614 | [5 empty] | MASTR: MASTR-SEE906403221212
26454 | Abr | Hydro | Run-Of-River | PP | Germany | 0.355 |  | 2020 |  |  | 51.3854 | 8.1631 | [5 empty] | MASTR: MASTR-SEE968264242881
26855 | Abr Wasserkraft | Hydro | Run-Of-River | PP | Germany | 0.277 |  | 1923 |  |  | 49.012 | 13.2104 | [5 empty] | MASTR: MASTR-SEE969066218388
26911 | Achatmuhle | Hydro | Run-Of-River | PP | Germany | 0.1 |  | 2010 |  |  | 49.363 | 8.1066 | [5 empty] | MASTR: MASTR-SEE955943730593
26920 | Achern | Hydro | Run-Of-River | PP | Germany | 0.2 |  | 2011 |  |  | 48.6127 | 8.0783 | [5 empty] | MASTR: MASTR-SEE953468059014
27111 | Aftersteg | Hydro | Run-Of-River | PP | Germany | 0.348 |  | 1900 |  |  | 47.8468 | 7.9232 | [5 empty] | MASTR: MASTR-SEE990992498797
27630 | Albbruck | Hydro | Run-Of-River | PP | Germany | 0.5 |  | 2000 |  |  | 47.5921 | 8.1273 | [5 empty] | MASTR: MASTR-SEE994310315452
27726 | All Energie | Hydro | Run-Of-River | PP | Germany | 0.64 |  | 2007 |  |  | 49.333 | 11.0845 | [5 empty] | MASTR: MASTR-SEE995790975976
27772 | Alpbachwerk Schleching | Hydro | Reservoir | PP | Germany | 0.45 |  | 1986 |  |  | 47.7177 | 12.3904 | [5 empty] | MASTR: MASTR-SEE906153143642
27773 | Alpbachwerk Schleching | Hydro | Reservoir | PP | Germany | 0.14 |  | 1953 |  |  | 47.7163 | 12.3896 | [5 empty] | MASTR: MASTR-SEE963657253796
27850 | Alta | Hydro | Run-Of-River | PP | Germany | 0.5 |  | 1995 |  |  | 50.9518 | 12.764 | [5 empty] | MASTR: MASTR-SEE990466238676
27851 | Alta | Hydro | Run-Of-River | PP | Germany | 0.5 |  | 1995 |  |  | 50.9518 | 12.764 | [5 empty] | MASTR: MASTR-SEE950630901362
27852 | Alta | Hydro | Run-Of-River | PP | Germany | 0.5 |  | 1995 |  |  | 50.9518 | 12.764 | [5 empty] | MASTR: MASTR-SEE927869140886
27918 | Alte Maschine | Hydro | Run-Of-River | PP | Germany | 0.17 |  | 1922 |  |  | 47.9036 | 12.6313 | [5 empty] | MASTR: MASTR-SEE921331013548
27925 | Alte Schmiede Bad Sulza | Hydro | Run-Of-River | PP | Germany | 0.145 |  | 2006 |  |  | 51.0965 | 11.6336 | [5 empty] | MASTR: MASTR-SEE946107744228
27939 | Altena | Hydro | Run-Of-River | PP | Germany | 0.21 |  | 1923 |  |  | 51.2922 | 7.6883 | [5 empty] | MASTR: MASTR-SEE982326980115
27940 | Altena | Hydro | Run-Of-River | PP | Germany | 0.35 |  | 1923 |  |  | 51.2922 | 7.6883 | [5 empty] | MASTR: MASTR-SEE923609975442
27989 | Altenheimer Muhle | Hydro | Run-Of-River | PP | Germany | 0.1 |  | 2006 |  |  | 48.4819 | 7.8034 | [5 empty] | MASTR: MASTR-SEE903333955118
28009 | Altenstadt Ro | Hydro | Run-Of-River | PP | Germany | 0.235 |  | 1990 |  |  | 48.1385 | 10.1085 | [5 empty] | MASTR: MASTR-SEE902153081366
28010 | Altenstadt Ro | Hydro | Run-Of-River | PP | Germany | 0.235 |  | 1990 |  |  | 48.1385 | 10.1085 | [5 empty] | MASTR: MASTR-SEE925657614595
28110 | Altes Sagewerk Pforzheim | Hydro | Run-Of-River | PP | Germany | 0.105 |  | 1982 |  |  | 48.874 | 8.708 | [5 empty] | MASTR: MASTR-SEE954154290889
28115 | Altheim | Hydro | Run-Of-River | PP | Germany | 0.573 |  | 1951 |  |  | 48.5836 | 12.2181 | [5 empty] | MASTR: MASTR-SEE907673676115
28171 | Alzwerk | Hydro | Run-Of-River | PP | Germany | 0.198 |  | 1995 |  |  | 48.1539 | 12.665 | [5 empty] | MASTR: MASTR-SEE902519097659
28358 | Am Wehr | Hydro | Run-Of-River | PP | Germany | 0.15 |  | 2009 |  |  | 50.9354 | 14.8904 | [5 empty] | MASTR: MASTR-SEE910438780644
28408 | Amerika | Hydro | Run-Of-River | PP | Germany | 0.48 |  | 1997 |  |  | 50.9309 | 12.7338 | [5 empty] | MASTR: MASTR-SEE955031253331
28429 | Ammer Loisach Energie Gmbh Wasserkraftanlage An Der Halbammer | Hydro | Run-Of-River | PP | Germany | 0.135 |  | 2021 |  |  | 47.6478 | 10.9883 | [5 empty] | MASTR: MASTR-SEE947034819102
28432 | Ammermuhle | Hydro | Run-Of-River | PP | Germany | 0.287 |  | 1994 |  |  | 47.7363 | 10.9759 | [5 empty] | MASTR: MASTR-SEE947181842626
29158 | Anlage | Hydro | Run-Of-River | PP | Germany | 0.4 |  | 1995 |  |  | 47.4499 | 10.2366 | [5 empty] | MASTR: MASTR-SEE951621255013
29168 | Anlage | Hydro | Run-Of-River | PP | Germany | 0.23 |  | 2018 |  |  | 50.7411 | 11.4629 | [5 empty] | MASTR: MASTR-SEE906878180885
29172 | Anlage | Hydro | Run-Of-River | PP | Germany | 0.23 |  | 2000 |  |  | 50.7411 | 11.4629 | [5 empty] | MASTR: MASTR-SEE996771856253
29210 | Anlage | Hydro | Run-Of-River | PP | Germany | 0.21 |  | 1994 |  |  | 50.9409 | 12.8417 | [5 empty] | MASTR: MASTR-SEE930996749723
29788 | Anlage Bleibach | Hydro | Run-Of-River | PP | Germany | 0.35 |  | 2000 |  |  | 48.1251 | 7.9971 | [5 empty] | MASTR: MASTR-SEE909609185555
29841 | Anlage Diethensdorf | Hydro | Run-Of-River | PP | Germany | 0.14 |  | 1994 |  |  | 50.9409 | 12.8417 | [5 empty] | MASTR: MASTR-SEE906717749457
30228 | Anlage Lohnberg | Hydro | Run-Of-River | PP | Germany | 0.24 |  | 1956 |  |  | 50.5083 | 8.2733 | [5 empty] | MASTR: MASTR-SEE984668009493
30642 | Apfeldorf | Hydro | Run-Of-River | PP | Germany | 2.4 |  | 1944 |  |  | 47.9031 | 10.9304 | [5 empty] | MASTR: MASTR-SEE931240961458, MASTR-SEE994123191090
30919 | Asbach | Hydro | Run-Of-River | PP | Germany | 0.5 |  | 2011 |  |  | 49.0732 | 12.996 | [5 empty] | MASTR: MASTR-SEE938152324456
31086 | Atzenbach | Hydro | Run-Of-River | PP | Germany | 0.6 |  | 1900 |  |  | 47.7138 | 7.8669 | [5 empty] | MASTR: MASTR-SEE909066514875
31090 | Au | Hydro | Run-Of-River | PP | Germany | 10 |  | 1931 |  |  | 48.2261 | 10.0834 | [5 empty] | MASTR: MASTR-SEE910532842996, MASTR-SEE933649593711, MASTR-SEE940791401320
31099 | Aubach | Hydro | Run-Of-River | PP | Germany | 0.4 |  | 1952 |  |  | 48.2517 | 12.6906 | [5 empty] | MASTR: MASTR-SEE941348086168
31127 | Auerbach | Hydro | Run-Of-River | PP | Germany | 0.16 |  | 1900 |  |  | 47.669 | 12.0681 | [5 empty] | MASTR: MASTR-SEE959941161250
31128 | Auerbach | Hydro | Run-Of-River | PP | Germany | 0.374 |  | 2000 |  |  | 47.6692 | 12.0681 | [5 empty] | MASTR: MASTR-SEE993551437787
31141 | Auf | Hydro | Run-Of-River | PP | Germany | 0.5 |  | 1963 |  |  | 48.7206 | 10.1617 | [5 empty] | MASTR: MASTR-SEE902715952240
31142 | Auf Atu | Hydro | Run-Of-River | PP | Germany | 0.2465 |  | 2012 |  |  | 48.7206 | 10.1617 | [5 empty] | MASTR: MASTR-SEE981237617844
31156 | Auf Den Kampen Gross | Hydro | Run-Of-River | PP | Germany | 0.13 |  | 2012 |  |  | 51.4088 | 8.0542 | [5 empty] | MASTR: MASTR-SEE942237686896
31196 | Aufbereitungsturbine Wiehltalsperre Pw Auchel | Hydro | Run-Of-River | PP | Germany | 0.15 |  | 1974 |  |  | 50.9328 | 7.665 | [5 empty] | MASTR: MASTR-SEE998583605111
31356 | Ausgleichskraftwerk | Hydro | Run-Of-River | PP | Germany | 0.17 |  | 2009 |  |  | 48.8641 | 13.3524 | [5 empty] | MASTR: MASTR-SEE925415865207
31500 | Avk | Hydro | Run-Of-River | PP | Germany | 0.75 |  | 2009 |  |  | 47.6779 | 12.8285 | [5 empty] | MASTR: MASTR-SEE978313776786
31501 | Avk | Hydro | Run-Of-River | PP | Germany | 0.75 |  | 2009 |  |  | 47.6779 | 12.8285 | [5 empty] | MASTR: MASTR-SEE969250183416
31566 | Aw Pulling | Hydro | Run-Of-River | PP | Germany | 0.65 |  | 2000 |  |  | 49.1579 | 12.8344 | [5 empty] | MASTR: MASTR-SEE961149709608
31567 | Aw Pulling | Hydro | Run-Of-River | PP | Germany | 0.65 |  | 2000 |  |  | 49.1579 | 12.8344 | [5 empty] | MASTR: MASTR-SEE963929140489
31614 | Ayer Herrenmuhle | Hydro | Run-Of-River | PP | Germany | 0.55 |  | 2020 |  |  | 48.3243 | 10.0269 | [5 empty] | MASTR: MASTR-SEE931943191060
31615 | Ayer Herrenmuhle | Hydro | Run-Of-River | PP | Germany | 0.55 |  | 2020 |  |  | 48.3241 | 10.0268 | [5 empty] | MASTR: MASTR-SEE938828074937
31616 | Ayer Wiesental | Hydro | Run-Of-River | PP | Germany | 0.475 |  | 2021 |  |  | 48.3193 | 10.0304 | [5 empty] | MASTR: MASTR-SEE925172120540
31621 | Az | Hydro | Run-Of-River | PP | Germany | 0.2 |  | 1992 |  |  | 50.745 | 13.0834 | [5 empty] | MASTR: MASTR-SEE931190074444
31698 | Bach | Hydro | Run-Of-River | PP | Germany | 0.165 |  | 1997 |  |  | 47.8845 | 10.6205 | [5 empty] | MASTR: MASTR-SEE970735604968
31985 | Baienfurt | Hydro | Run-Of-River | PP | Germany | 1.168 |  | 2000 |  |  | 47.8296 | 9.6648 | [5 empty] | MASTR: MASTR-SEE903320710720
31986 | Baienfurt | Hydro | Run-Of-River | PP | Germany | 0.12 |  | 1901 |  |  | 47.8275 | 9.6435 | [5 empty] | MASTR: MASTR-SEE965131634589
31988 | Baierbrunn Vlh | Hydro | Run-Of-River | PP | Germany | 0.37 |  | 2017 |  |  | 48.0269 | 11.5021 | [5 empty] | MASTR: MASTR-SEE979692957841
32023 | Baldeney Maschine | Hydro | Run-Of-River | PP | Germany | 9.1 |  | 1933 |  |  | 51.3973 | 7.0008 | [5 empty] | MASTR: MASTR-SEE902101762255, MASTR-SEE904492858944
32077 | Balteratsried | Hydro | Run-Of-River | PP | Germany | 0.1 |  | 1907 |  |  | 47.7308 | 10.6033 | [5 empty] | MASTR: MASTR-SEE902258899934
32490 | Bartholdi | Hydro | Run-Of-River | PP | Germany | 0.18 |  | 2001 |  |  | 49.8453 | 7.8593 | [5 empty] | MASTR: MASTR-SEE999806960789
32896 | Bawu Gmbh | Hydro | Run-Of-River | PP | Germany | 0.1 |  | 1991 |  |  | 48.5565 | 8.7215 | [5 empty] | MASTR: MASTR-SEE913341557099
32910 | Bayern | Hydro | Run-Of-River | PP | Germany | 0.99 |  | 1933 |  |  | 50.3855 | 11.6934 | [5 empty] | MASTR: MASTR-SEE901585094937
32911 | Bayern | Hydro | Run-Of-River | PP | Germany | 0.108 |  | 1947 |  |  | 50.2768 | 10.9941 | [5 empty] | MASTR: MASTR-SEE976266040466
32912 | Bayern | Hydro | Run-Of-River | PP | Germany | 0.13 |  | 2014 |  |  | 50.276 | 10.9874 | [5 empty] | MASTR: MASTR-SEE913379044745
32946 | Bb Francis | Hydro | Run-Of-River | PP | Germany | 0.12 |  | 1912 |  | 2021 | 49.1988 | 9.7903 | [5 empty] | MASTR: MASTR-SEE995710083484
32947 | Bb Francis | Hydro | Run-Of-River | PP | Germany | 0.12 |  | 1912 |  | 2021 | 49.1988 | 9.7903 | [5 empty] | MASTR: MASTR-SEE973067313980
32954 | Bb Kaplan | Hydro | Run-Of-River | PP | Germany | 0.225 |  | 2021 |  |  | 49.1988 | 9.7903 | [5 empty] | MASTR: MASTR-SEE982222407877
32955 | Bb Kaplan | Hydro | Run-Of-River | PP | Germany | 0.225 |  | 2021 |  |  | 49.1988 | 9.7903 | [5 empty] | MASTR: MASTR-SEE910392071949
33082 | Be Kh | Hydro | Run-Of-River | PP | Germany | 0.392 |  | 2005 |  |  | 51.1431 | 7.366 | [5 empty] | MASTR: MASTR-SEE945021035795
33106 | Bebenhausen | Hydro | Run-Of-River | PP | Germany | 0.234 |  | 2011 |  |  | 48.1767 | 10.2428 | [5 empty] | MASTR: MASTR-SEE955392835443
33123 | Beckenpass Wyhlen | Hydro | Run-Of-River | PP | Germany | 0.118 |  | 2018 |  |  | 47.5397 | 7.7069 | [5 empty] | MASTR: MASTR-SEE902346630661
33559 | Bergmann Mahr Gbr | Hydro | Run-Of-River | PP | Germany | 0.26 |  | 2001 |  |  | 50.2538 | 10.0628 | [5 empty] | MASTR: MASTR-SEE915644382224
33577 | Berka | Hydro | Run-Of-River | PP | Germany | 0.21 |  | 1997 |  |  | 50.9382 | 10.062 | [5 empty] | MASTR: MASTR-SEE951085543244
33578 | Berka | Hydro | Run-Of-River | PP | Germany | 0.35 |  | 1997 |  |  | 50.9382 | 10.062 | [5 empty] | MASTR: MASTR-SEE950753195327
33579 | Berka | Hydro | Run-Of-River | PP | Germany | 0.35 |  | 1997 |  |  | 50.9382 | 10.062 | [5 empty] | MASTR: MASTR-SEE959046702358
33580 | Berkelkraftwerk | Hydro | Run-Of-River | PP | Germany | 0.135 |  | 2001 |  |  | 52.0347 | 6.8218 | [5 empty] | MASTR: MASTR-SEE946270917238
33645 | Bernhard Huber | Hydro | Run-Of-River | PP | Germany | 0.165 |  | 1971 |  |  | 51.8862 | 10.4759 | [5 empty] | MASTR: MASTR-SEE968508720304
33839 | Bestwig | Hydro | Run-Of-River | PP | Germany | 0.2 |  | 2020 |  |  | 51.36 | 8.4014 | [5 empty] | MASTR: MASTR-SEE913906994390
34013 | Bettmannsage | Hydro | Run-Of-River | PP | Germany | 0.312 |  | 2011 |  |  | 48.9977 | 13.1844 | [5 empty] | MASTR: MASTR-SEE973235368439
34019 | Beuerberg | Hydro | Run-Of-River | PP | Germany | 0.388 |  | 2011 |  |  | 47.8299 | 11.413 | [5 empty] | MASTR: MASTR-SEE968024305672
34038 | Beutelsau | Hydro | Run-Of-River | PP | Germany | 0.33 |  | 1914 |  |  | 47.7061 | 9.8242 | [5 empty] | MASTR: MASTR-SEE915906441812
47192 | Bhp Wasserkraftwerk | Hydro | Run-Of-River | PP | Germany | 4.74 |  | 2012 |  |  | 47.5393 | 10.2555 | [5 empty] | MASTR: MASTR-SEE965643402225
47275 | Biebermuhle | Hydro | Run-Of-River | PP | Germany | 0.527 |  | 1999 |  |  | 50.9308 | 12.7339 | [5 empty] | MASTR: MASTR-SEE971938486894
47307 | Bienwaldmuhle | Hydro | Run-Of-River | PP | Germany | 0.136 |  | 1900 |  |  | 48.9994 | 8.0688 | [5 empty] | MASTR: MASTR-SEE910570670254
47308 | Bierbaumsmuhle | Hydro | Run-Of-River | PP | Germany | 0.1 |  | 1970 |  |  | 52.0771 | 10.2535 | [5 empty] | MASTR: MASTR-SEE903592417778
47323 | Biggekraftwerk | Hydro | Reservoir | PP | Germany | 0.6 |  | 1965 |  |  | 51.1167 | 7.8932 | [5 empty] | MASTR: MASTR-SEE927000188951
50818 | Birkenauer Talstrasse | Hydro | Run-Of-River | PP | Germany | 0.125 |  | 2009 |  |  | 49.5545 | 8.6853 | [5 empty] | MASTR: MASTR-SEE990175057919
50823 | Birkenfeld | Hydro | Run-Of-River | PP | Germany | 0.212 |  | 2006 |  |  | 48.8544 | 8.6118 | [5 empty] | MASTR: MASTR-SEE935302724319
50899 | Bitburg Maschine | Hydro | Run-Of-River | PP | Germany | 0.42 |  | 1995 |  |  | 50.0101 | 6.4432 | [5 empty] | MASTR: MASTR-SEE940351735711
50921 | Bj | Hydro | Run-Of-River | PP | Germany | 0.89 |  | 1904 |  |  | 48.811 | 13.4996 | [5 empty] | MASTR: MASTR-SEE993387803589
50922 | Bj | Hydro | Run-Of-River | PP | Germany | 0.465 |  | 1915 |  |  | 48.8222 | 13.5182 | [5 empty] | MASTR: MASTR-SEE982072173663
50924 | Bj | Hydro | Run-Of-River | PP | Germany | 0.63 |  | 1940 |  |  | 48.8159 | 13.518 | [5 empty] | MASTR: MASTR-SEE986765588048
50925 | Bj | Hydro | Run-Of-River | PP | Germany | 0.9 |  | 1904 |  |  | 48.8115 | 13.4998 | [5 empty] | MASTR: MASTR-SEE993874339485
50926 | Bj | Hydro | Run-Of-River | PP | Germany | 6.2 |  | 1904 |  |  | 48.811 | 13.5004 | [5 empty] | MASTR: MASTR-SEE908180148553, MASTR-SEE930644880600, MASTR-SEE935023344155, MASTR-SEE953919819037, MASTR-SEE992451305493
50929 | Bj | Hydro | Run-Of-River | PP | Germany | 0.97 |  | 1915 |  |  | 48.8222 | 13.5182 | [5 empty] | MASTR: MASTR-SEE926359316220
50930 | Bj | Hydro | Run-Of-River | PP | Germany | 0.29 |  | 1940 |  |  | 48.8159 | 13.5182 | [5 empty] | MASTR: MASTR-SEE975593467229
51248 | Blumenaumuhle | Hydro | Run-Of-River | PP | Germany | 0.14 |  | 2007 |  |  | 50.4094 | 11.745 | [5 empty] | MASTR: MASTR-SEE953373925824
51394 | Bobzin | Hydro | Run-Of-River | PP | Germany | 0.17 |  | 1999 |  |  | 53.492 | 12.071 | [5 empty] | MASTR: MASTR-SEE922085037330
51434 | Bockstallbach | Hydro | Run-Of-River | PP | Germany | 0.899 |  | 1974 |  |  | 47.5836 | 10.831 | [5 empty] | MASTR: MASTR-SEE938834416158
51500 | Bohlingen | Hydro | Run-Of-River | PP | Germany | 0.18 |  | 1911 |  |  | 47.7235 | 8.8952 | [5 empty] | MASTR: MASTR-SEE909977903140
52053 | Boxberg | Hydro | Run-Of-River | PP | Germany | 0.222 |  | 2005 |  |  | 51.4056 | 14.5754 | [5 empty] | MASTR: MASTR-SEE974053791041
52282 | Bregtal Wka | Hydro | Run-Of-River | PP | Germany | 0.2 |  | 2012 |  |  | 47.9739 | 8.4145 | [5 empty] | MASTR: MASTR-SEE993033516832
52318 | Breitenhof | Hydro | Run-Of-River | PP | Germany | 0.118 |  | 2000 |  | 2021 | 50.4733 | 12.7448 | [5 empty] | MASTR: MASTR-SEE926068078853
52319 | Breitenhof | Hydro | Run-Of-River | PP | Germany | 0.144 |  | 2000 |  | 2021 | 50.4733 | 12.7447 | [5 empty] | MASTR: MASTR-SEE940675181607
52324 | Breitenthal | Hydro | Run-Of-River | PP | Germany | 0.265 |  | 1988 |  |  | 48.2345 | 10.3001 | [5 empty] | MASTR: MASTR-SEE900387843378
52325 | Breitenthal | Hydro | Run-Of-River | PP | Germany | 0.265 |  | 1988 |  |  | 48.2345 | 10.3001 | [5 empty] | MASTR: MASTR-SEE954502088441
52384 | Brennet Gi | Hydro | Run-Of-River | PP | Germany | 0.23 |  | 1900 |  |  | 47.5854 | 7.9097 | [5 empty] | MASTR: MASTR-SEE919140517333
52385 | Brennet Gii | Hydro | Run-Of-River | PP | Germany | 0.23 |  | 1900 |  |  | 47.5854 | 7.9097 | [5 empty] | MASTR: MASTR-SEE994934854610
52469 | Bringhausen | Hydro | Pumped Storage | Storage | Germany | 70 |  | 1931 |  |  | 51.1668 | 9.0461 | 5.2381 |  |  | 366.6667 |  | MASTR: MASTR-SEE943568591200, MASTR-SEE977346043964
52521 | Brombachsee | Hydro | Reservoir | PP | Germany | 0.3 |  | 1996 |  |  | 49.1278 | 10.9656 | [5 empty] | MASTR: MASTR-SEE989016551686
52522 | Brombachsee | Hydro | Reservoir | PP | Germany | 0.315 |  | 2001 |  |  | 49.1274 | 10.9656 | [5 empty] | MASTR: MASTR-SEE947611956855
52577 | Bruck | Hydro | Reservoir | PP | Germany | 0.71 |  | 1927 |  |  | 51.0912 | 10.468 | [5 empty] | MASTR: MASTR-SEE901279246161
52579 | Bruck | Hydro | Reservoir | PP | Germany | 0.71 |  | 1927 |  |  | 51.105 | 10.4963 | [5 empty] | MASTR: MASTR-SEE921256704644
52633 | Brunnwiesen | Hydro | Run-Of-River | PP | Germany | 0.25 |  | 1959 |  |  | 48.7455 | 13.5391 | [5 empty] | MASTR: MASTR-SEE977842376788
52702 | Bsb Gbr | Hydro | Run-Of-River | PP | Germany | 0.4 |  | 2014 |  |  | 47.5146 | 10.211 | [5 empty] | MASTR: MASTR-SEE928192094822
53987 | Burkhardt | Hydro | Run-Of-River | PP | Germany | 0.128 |  | 1927 |  |  | 48.4586 | 9.2272 | [5 empty] | MASTR: MASTR-SEE921748032644
54462 | Bwka Bw Erfurt | Hydro | Run-Of-River | PP | Germany | 0.864 |  | 2020 |  |  | 51.0101 | 11.0059 | [5 empty] | MASTR: MASTR-SEE939559147204
54463 | Bwka Hb | Hydro | Run-Of-River | PP | Germany | 0.428 |  | 2020 |  |  | 50.9232 | 10.7627 | [5 empty] | MASTR: MASTR-SEE955058204880
54767 | Cainsdorf | Hydro | Run-Of-River | PP | Germany | 0.5 |  | 1999 |  |  | 50.6798 | 12.5033 | [5 empty] | MASTR: MASTR-SEE966573754095
54768 | Cainsdorf | Hydro | Run-Of-River | PP | Germany | 0.24 |  | 2008 |  |  | 50.6798 | 12.5033 | [5 empty] | MASTR: MASTR-SEE918611411279
54799 | Calw | Hydro | Run-Of-River | PP | Germany | 0.13 |  | 1958 |  |  | 48.724 | 8.736 | [5 empty] | MASTR: MASTR-SEE956245836471
55428 | Coburger Strasse Lichtenfels Wkw | Hydro | Run-Of-River | PP | Germany | 0.3 |  | 2002 |  |  | 50.1491 | 11.0609 | [5 empty] | MASTR: MASTR-SEE999637841424
55429 | Coburger Strasse Lichtenfels Wkw | Hydro | Run-Of-River | PP | Germany | 0.27 |  | 2002 |  |  | 50.1491 | 11.0608 | [5 empty] | MASTR: MASTR-SEE959830338251
55759 | Copowasserkraft | Hydro | Run-Of-River | PP | Germany | 0.25 |  | 2012 |  |  | 47.9166 | 12.6273 | [5 empty] | MASTR: MASTR-SEE951209592448
58179 | Deisenhofen Wkw | Hydro | Run-Of-River | PP | Germany | 0.13 |  | 2008 |  |  | 48.0367 | 11.5787 | [5 empty] | MASTR: MASTR-SEE982165934713
58180 | Deisenhofen Wkw | Hydro | Run-Of-River | PP | Germany | 0.13 |  | 2008 |  |  | 48.0368 | 11.5787 | [5 empty] | MASTR: MASTR-SEE921941532590
58181 | Deisenhofen Wkw | Hydro | Run-Of-River | PP | Germany | 0.464 |  | 2009 |  |  | 48.0368 | 11.5787 | [5 empty] | MASTR: MASTR-SEE915649485708
58182 | Deisenhofen Wkw | Hydro | Run-Of-River | PP | Germany | 0.13 |  | 2008 |  |  | 48.0367 | 11.5787 | [5 empty] | MASTR: MASTR-SEE957991416788
58183 | Deisenhofen Wkw Gen | Hydro | Run-Of-River | PP | Germany | 0.13 |  | 1999 |  |  | 48.0367 | 11.5787 | [5 empty] | MASTR: MASTR-SEE911592914845
58428 | Dettelbach | Hydro | Run-Of-River | PP | Germany | 4.2 |  | 1958 |  |  | 49.794 | 10.1812 | [5 empty] | MASTR: MASTR-SEE923486608952, MASTR-SEE977833271375
58563 | Dh Et | Hydro | Run-Of-River | PP | Germany | 0.153 |  | 2014 |  |  | 51.0695 | 7.186 | [5 empty] | MASTR: MASTR-SEE954459817231
58564 | Dh Et | Hydro | Run-Of-River | PP | Germany | 0.153 |  | 2014 |  |  | 51.0695 | 7.186 | [5 empty] | MASTR: MASTR-SEE917230678742
58574 | Dhronwerk Maschine | Hydro | Reservoir | PP | Germany | 0.991 |  | 1913 |  |  | 49.8216 | 6.8836 | [5 empty] | MASTR: MASTR-SEE953280009242
58575 | Dhronwerk Maschine | Hydro | Reservoir | PP | Germany | 2.027 |  | 1913 |  |  | 49.8216 | 6.8836 | [5 empty] | MASTR: MASTR-SEE990386558748
58576 | Dhronwerk Maschine | Hydro | Reservoir | PP | Germany | 0.991 |  | 1913 |  |  | 49.8216 | 6.8836 | [5 empty] | MASTR: MASTR-SEE908296774073
58577 | Dhronwerk Maschine | Hydro | Reservoir | PP | Germany | 0.991 |  | 1913 |  |  | 49.8216 | 6.8836 | [5 empty] | MASTR: MASTR-SEE919660881013
58737 | Diessenstein Muhle | Hydro | Run-Of-River | PP | Germany | 0.1 |  | 1967 |  |  | 48.7629 | 13.4011 | [5 empty] | MASTR: MASTR-SEE911537670119
58767 | Dillingen | Hydro | Run-Of-River | PP | Germany | 7.39 |  | 1981 |  |  | 48.5679 | 10.4898 | [5 empty] | MASTR: MASTR-SEE923015194116, MASTR-SEE982012221850
58856 | Diz | Hydro | Run-Of-River | PP | Germany | 0.4 |  | 1995 |  |  | 50.3759 | 8.0016 | [5 empty] | MASTR: MASTR-SEE970716057882
58857 | Diz | Hydro | Run-Of-River | PP | Germany | 0.4 |  | 1995 |  |  | 50.3759 | 8.0016 | [5 empty] | MASTR: MASTR-SEE968267605720
58887 | Do | Hydro | Run-Of-River | PP | Germany | 0.13 |  | 2011 |  |  | 49.0015 | 13.3033 | [5 empty] | MASTR: MASTR-SEE904984388270
58978 | Donaukraftwerk St Maurus | Hydro | Run-Of-River | PP | Germany | 0.3 |  | 2000 |  |  | 48.0545 | 8.989 | [5 empty] | MASTR: MASTR-SEE951531194341
58983 | Donauworth | Hydro | Run-Of-River | PP | Germany | 8.49 |  | 1984 |  |  | 48.7 | 10.77 | [5 empty] | MASTR: MASTR-SEE964433342024, MASTR-SEE970949606178
59038 | Dorfmuhle | Hydro | Run-Of-River | PP | Germany | 0.16 |  | 1968 |  |  | 49.6899 | 9.5991 | [5 empty] | MASTR: MASTR-SEE914568479355
59079 | Dorndorf | Hydro | Run-Of-River | PP | Germany | 0.36 |  | 2001 |  |  | 50.8372 | 10.0899 | [5 empty] | MASTR: MASTR-SEE990146776818
59095 | Dornstetten Pr Af | Hydro | Run-Of-River | PP | Germany | 8.2 |  | 1943 |  |  | 47.9773 | 10.8787 | [5 empty] | MASTR: MASTR-SEE907469400894, MASTR-SEE912763580982, MASTR-SEE916105034607, MASTR-SEE959223473040, MASTR-SEE978713223279, MASTR-SEE981763247720
59236 | Drachensee | Hydro | Reservoir | PP | Germany | 0.13 |  | 2008 |  |  | 49.3166 | 12.8659 | [5 empty] | MASTR: MASTR-SEE936335460557
59252 | Drahtzug | Hydro | Run-Of-River | PP | Germany | 1.91 |  | 1920 |  |  | 47.7117 | 10.3229 | [5 empty] | MASTR: MASTR-SEE940345318739
59362 | Driedorf Mit Talsperre | Hydro | Reservoir | PP | Germany | 0.16 |  | 1932 |  |  | 50.6301 | 8.1813 | [5 empty] | MASTR: MASTR-SEE934021411999
59458 | Drothwehr Wasserkraft | Hydro | Run-Of-River | PP | Germany | 0.36 |  | 2013 |  |  | 47.514 | 10.2956 | [5 empty] | MASTR: MASTR-SEE910215986658
59933 | Eberkraft Gmbh Co Kg | Hydro | Run-Of-River | PP | Germany | 0.22 |  | 2003 |  |  | 48.7163 | 9.548 | [5 empty] | MASTR: MASTR-SEE972187336510
59945 | Eberstall | Hydro | Run-Of-River | PP | Germany | 0.275 |  | 2011 |  |  | 48.3679 | 10.4289 | [5 empty] | MASTR: MASTR-SEE970298165500
59991 | Echthausen Wka Generator | Hydro | Run-Of-River | PP | Germany | 0.88 |  | 2013 |  |  | 51.5048 | 7.8927 | [5 empty] | MASTR: MASTR-SEE989925857602
59992 | Echthausen Wka Generator | Hydro | Run-Of-River | PP | Germany | 0.88 |  | 2013 |  |  | 51.5047 | 7.8928 | [5 empty] | MASTR: MASTR-SEE962046657436
60222 | Eeg | Hydro | Run-Of-River | PP | Germany | 0.16 |  | 2001 |  |  | 50.4725 | 12.7117 | [5 empty] | MASTR: MASTR-SEE999233024559
60476 | Eh | Hydro | Run-Of-River | PP | Germany | 0.225 |  | 2018 |  |  | 49.2228 | 9.9023 | [5 empty] | MASTR: MASTR-SEE947656410305
60479 | Ehem Papierfabrik Scheer | Hydro | Run-Of-River | PP | Germany | 0.18 |  | 1999 |  |  | 48.0726 | 9.2914 | [5 empty] | MASTR: MASTR-SEE954132326975
60480 | Ehem Papierfabrik Scheer | Hydro | Run-Of-River | PP | Germany | 0.14 |  | 1991 |  |  | 48.073 | 9.292 | [5 empty] | MASTR: MASTR-SEE949613110198
60511 | Ehrenzipfel | Hydro | Run-Of-River | PP | Germany | 0.1 |  | 1994 |  |  | 50.4591 | 12.8402 | [5 empty] | MASTR: MASTR-SEE946870223319
60527 | Eibele | Hydro | Run-Of-River | PP | Germany | 0.464 |  | 1962 |  |  | 47.5285 | 9.9686 | [5 empty] | MASTR: MASTR-SEE987266545783
60528 | Eibele | Hydro | Run-Of-River | PP | Germany | 0.2 |  | 2018 |  |  | 47.5285 | 9.9686 | [5 empty] | MASTR: MASTR-SEE945437838447
60543 | Eichel | Hydro | Run-Of-River | PP | Germany | 3.1 |  | 1939 |  |  | 49.7557 | 9.5545 | [5 empty] | MASTR: MASTR-SEE967088738358, MASTR-SEE973858167631
60570 | Eichmuhle | Hydro | Run-Of-River | PP | Germany | 0.12 |  | 1925 |  |  | 50.842 | 9.68 | [5 empty] | MASTR: MASTR-SEE992426901231
60571 | Eichmuhle | Hydro | Run-Of-River | PP | Germany | 0.12 |  | 1925 |  |  | 50.842 | 9.68 | [5 empty] | MASTR: MASTR-SEE942407352545
60620 | Eigene Anlage Muhlbach | Hydro | Run-Of-River | PP | Germany | 0.12 |  | 1951 |  |  | 48.2552 | 11.4274 | [5 empty] | MASTR: MASTR-SEE915076014007
60766 | Einheiten | Hydro | Run-Of-River | PP | Germany | 0.235 |  | 1963 |  |  | 49.0561 | 13.0605 | [5 empty] | MASTR: MASTR-SEE994742154995
60810 | Einzendobl | Hydro | Run-Of-River | PP | Germany | 0.135 |  | 1966 |  |  | 48.7132 | 13.2902 | [5 empty] | MASTR: MASTR-SEE982751764564
60825 | Eisenbahnerwehr | Hydro | Run-Of-River | PP | Germany | 2.94 |  | 2006 |  |  | 48.3569 | 10.9382 | [5 empty] | MASTR: MASTR-SEE943459066435
60830 | Eisenfurt Stein Hwkw | Hydro | Run-Of-River | PP | Germany | 0.186 |  | 2007 |  |  | 47.9257 | 9.6675 | [5 empty] | MASTR: MASTR-SEE906690983459
60891 | Eixendorf | Hydro | Reservoir | PP | Germany | 0.2 |  | 2017 |  |  | 49.3395 | 12.4797 | [5 empty] | MASTR: MASTR-SEE964710450275
60892 | Eixendorf | Hydro | Reservoir | PP | Germany | 1.3 |  | 1976 |  |  | 49.3606 | 12.4477 | [5 empty] | MASTR: MASTR-SEE943972986142
60897 | Ekb Wasserkraftwerk | Hydro | Run-Of-River | PP | Germany | 0.145 |  | 2000 |  | 2023 | 48.2289 | 7.7151 | [5 empty] | MASTR: MASTR-SEE902601539661
60962 | Elektrizitatswerk | Hydro | Run-Of-River | PP | Germany | 0.444 |  | 1999 |  |  | 47.7115 | 12.1755 | [5 empty] | MASTR: MASTR-SEE993265007795
60963 | Elektrizitatswerk Auer Gmbh Co Kg | Hydro | Run-Of-River | PP | Germany | 0.78 |  | 2011 |  |  | 48.0044 | 12.5327 | [5 empty] | MASTR: MASTR-SEE928008659436
60964 | Elektrizitatswerk Auer Gmbh Co Kg | Hydro | Run-Of-River | PP | Germany | 1.56 |  | 2011 |  |  | 48.0044 | 12.5327 | [5 empty] | MASTR: MASTR-SEE942874408851
60965 | Elektrizitatswerk Aumuhle | Hydro | Run-Of-River | PP | Germany | 0.112 |  | 1943 |  |  | 48.4131 | 13.2984 | [5 empty] | MASTR: MASTR-SEE950581178769
60966 | Elektrizitatswerk Greene Christian Strote Gmbh Co Kg | Hydro | Run-Of-River | PP | Germany | 0.64 |  | 1901 |  |  | 51.8612 | 9.9439 | [5 empty] | MASTR: MASTR-SEE987882430012
60967 | Elektrizitatswerk Heitzenhofen | Hydro | Run-Of-River | PP | Germany | 0.57 |  | 2011 |  |  | 49.1246 | 11.939 | [5 empty] | MASTR: MASTR-SEE912684543813
60968 | Elektrizitatswerk Mornbach | Hydro | Run-Of-River | PP | Germany | 0.12 |  | 2011 |  |  | 48.242 | 12.6906 | [5 empty] | MASTR: MASTR-SEE950651192800
61028 | Ellzee | Hydro | Run-Of-River | PP | Germany | 0.68 |  | 1955 |  |  | 48.3326 | 10.3188 | [5 empty] | MASTR: MASTR-SEE982084734920
61482 | Energieerzeugung Erneuerbare Energien | Hydro | Run-Of-River | PP | Germany | 0.134 |  | 1968 |  |  | 48.2711 | 9.8264 | [5 empty] | MASTR: MASTR-SEE974754261232
61769 | Engetried | Hydro | Run-Of-River | PP | Germany | 0.145 |  | 1924 |  | 2021 | 47.9245 | 10.4003 | [5 empty] | MASTR: MASTR-SEE969232923252
61815 | Entspannungsturbine Sand | Hydro | Run-Of-River | PP | Germany | 0.22 |  | 1992 |  |  | 48.5345 | 9.0708 | [5 empty] | MASTR: MASTR-SEE967477726539
61939 | Epfach Pr Af | Hydro | Run-Of-River | PP | Germany | 13.2 |  | 1944 |  |  | 47.9069 | 10.9191 | [5 empty] | MASTR: MASTR-SEE937486636945, MASTR-SEE937767544112, MASTR-SEE941091256856, MASTR-SEE945677591157, MASTR-SEE949853625339, MASTR-SEE955674416315, MASTR-SEE960970385661, MASTR-SEE968055183164, MASTR-SEE971497052936, MASTR-SEE991925021754
62039 | Era Beerwalde Rwul | Hydro | Reservoir | PP | Germany | 0.12 |  | 2008 |  |  | 50.8857 | 13.5836 | [5 empty] | MASTR: MASTR-SEE949303507338
62040 | Era Halberstadter Strasse | Hydro | Run-Of-River | PP | Germany | 0.11 |  | 2012 |  |  | 51.6829 | 8.7438 | [5 empty] | MASTR: MASTR-SEE905883674457
62204 | Erg Hb Herrenberg | Hydro | Run-Of-River | PP | Germany | 0.11 |  | 1970 |  |  | 48.5964 | 8.8387 | [5 empty] | MASTR: MASTR-SEE947531403637
62205 | Erg Hb Hohe Warte | Hydro | Run-Of-River | PP | Germany | 0.36 |  | 1978 |  |  | 48.7978 | 9.1218 | [5 empty] | MASTR: MASTR-SEE995884879098
62206 | Erg Hb Nonnenbrunnen | Hydro | Run-Of-River | PP | Germany | 0.184 |  | 1992 |  |  | 48.6136 | 9.4135 | [5 empty] | MASTR: MASTR-SEE962914717712
62207 | Erg Hb Oschingen Turbine | Hydro | Run-Of-River | PP | Germany | 0.3 |  | 1997 |  |  | 48.415 | 9.086 | [5 empty] | MASTR: MASTR-SEE952842899406
62208 | Erg Hb Oschingen Turbine | Hydro | Run-Of-River | PP | Germany | 0.3 |  | 1990 |  |  | 48.4151 | 9.0858 | [5 empty] | MASTR: MASTR-SEE967920819993
62209 | Erg Hb Rohr Turbine | Hydro | Run-Of-River | PP | Germany | 1 |  | 1970 |  |  | 48.7174 | 9.0856 | [5 empty] | MASTR: MASTR-SEE996149043551
62210 | Erg Hb Rohr Turbine | Hydro | Run-Of-River | PP | Germany | 0.45 |  | 1999 |  |  | 48.7174 | 9.0855 | [5 empty] | MASTR: MASTR-SEE921785111142
62211 | Erg Hb Scheibengipfel | Hydro | Run-Of-River | PP | Germany | 0.11 |  | 1993 |  |  | 48.496 | 9.2321 | [5 empty] | MASTR: MASTR-SEE994526143498
62212 | Erg Hb Schweinsberg | Hydro | Run-Of-River | PP | Germany | 0.4 |  | 1984 |  |  | 49.1115 | 9.252 | [5 empty] | MASTR: MASTR-SEE952777042540
62213 | Erg Hb Sternenfels Turbine | Hydro | Run-Of-River | PP | Germany | 0.25 |  | 1989 |  |  | 49.0457 | 8.8652 | [5 empty] | MASTR: MASTR-SEE977175794921
62214 | Erg Hb Wessingen | Hydro | Run-Of-River | PP | Germany | 0.5 |  | 1987 |  |  | 48.3307 | 8.949 | [5 empty] | MASTR: MASTR-SEE935321978533
62215 | Erg Hb Wimsheim | Hydro | Run-Of-River | PP | Germany | 0.35 |  | 1970 |  |  | 48.8531 | 8.8066 | [5 empty] | MASTR: MASTR-SEE921482787060
62216 | Erg Hb Zepfenhan | Hydro | Run-Of-River | PP | Germany | 0.4 |  | 1989 |  |  | 48.197 | 8.7254 | [5 empty] | MASTR: MASTR-SEE991939598297
62333 | Erl Tr | Hydro | Run-Of-River | PP | Germany | 0.127 |  | 1979 |  |  | 50.183 | 10.9461 | [5 empty] | MASTR: MASTR-SEE922709976779
62334 | Erlabrunn | Hydro | Run-Of-River | PP | Germany | 2.7 |  | 1934 |  |  | 49.8553 | 9.8531 | [5 empty] | MASTR: MASTR-SEE972645013168
62419 | Ernstmuhl Nagoldweg | Hydro | Run-Of-River | PP | Germany | 0.18 |  | 1970 |  |  | 48.7495 | 8.7328 | [5 empty] | MASTR: MASTR-SEE944150215399
62606 | Erzeugung Hermaringen | Hydro | Run-Of-River | PP | Germany | 0.452 |  | 2000 |  |  | 48.599 | 10.255 | [5 empty] | MASTR: MASTR-SEE930852763665
62607 | Erzeugung Hiltensweiler | Hydro | Run-Of-River | PP | Germany | 0.496 |  | 2000 |  |  | 47.651 | 9.779 | [5 empty] | MASTR: MASTR-SEE919045994437
62662 | Eschenau | Hydro | Run-Of-River | PP | Germany | 0.15 |  | 2000 |  |  | 49.0011 | 9.7714 | [5 empty] | MASTR: MASTR-SEE960633697704
62841 | Ettmannsdorf Wasserkraft | Hydro | Run-Of-River | PP | Germany | 0.32 |  | 2009 |  |  | 49.3286 | 12.0826 | [5 empty] | MASTR: MASTR-SEE921706682324
62842 | Ettringen | Hydro | Run-Of-River | PP | Germany | 0.4 |  | 2010 |  |  | 48.1005 | 10.6663 | [5 empty] | MASTR: MASTR-SEE909553009082
62949 | Ew | Hydro | Run-Of-River | PP | Germany | 0.18 |  | 1989 |  |  | 48.3639 | 11.8577 | [5 empty] | MASTR: MASTR-SEE997334799284
62950 | Ew | Hydro | Run-Of-River | PP | Germany | 0.11 |  | 2009 |  |  | 50.7252 | 10.1363 | [5 empty] | MASTR: MASTR-SEE919598306046
62951 | Ew | Hydro | Run-Of-River | PP | Germany | 0.15 |  | 1900 |  |  | 48.3104 | 11.5429 | [5 empty] | MASTR: MASTR-SEE990517142815
62952 | Ew | Hydro | Run-Of-River | PP | Germany | 0.297 |  | 2010 |  |  | 48.0008 | 12.529 | [5 empty] | MASTR: MASTR-SEE913213912421
62954 | Ew | Hydro | Run-Of-River | PP | Germany | 0.13 |  | 1956 |  |  | 48.347 | 11.849 | [5 empty] | MASTR: MASTR-SEE984028446739
62955 | Ew | Hydro | Run-Of-River | PP | Germany | 0.5 |  | 2007 |  |  | 48.3078 | 11.5338 | [5 empty] | MASTR: MASTR-SEE973342910545
62956 | Ew Aach Wkw | Hydro | Run-Of-River | PP | Germany | 0.6 |  | 2000 |  |  | 47.844 | 8.852 | [5 empty] | MASTR: MASTR-SEE998519790867
62957 | Ew Aach Wkw | Hydro | Run-Of-River | PP | Germany | 0.45 |  | 1983 |  |  | 47.838 | 8.8606 | [5 empty] | MASTR: MASTR-SEE924699200940
62958 | Ew Aach Wkw | Hydro | Run-Of-River | PP | Germany | 0.45 |  | 1983 |  |  | 47.838 | 8.8606 | [5 empty] | MASTR: MASTR-SEE938410373813
62959 | Ew Aach Wkw | Hydro | Run-Of-River | PP | Germany | 0.128 |  | 2004 |  |  | 47.8221 | 8.865 | [5 empty] | MASTR: MASTR-SEE994069684458
62960 | Ew Eurasburg | Hydro | Run-Of-River | PP | Germany | 0.141 |  | 2011 |  |  | 47.8533 | 11.4064 | [5 empty] | MASTR: MASTR-SEE929383764128
62962 | Ew Granzmuhle | Hydro | Run-Of-River | PP | Germany | 0.4 |  | 1951 |  |  | 47.7556 | 12.4648 | [5 empty] | MASTR: MASTR-SEE964627175230
62963 | Ew Granzmuhle | Hydro | Run-Of-River | PP | Germany | 0.5 |  | 1983 |  |  | 47.7556 | 12.4648 | [5 empty] | MASTR: MASTR-SEE931877066090
62967 | Ew Landsberg | Hydro | Run-Of-River | PP | Germany | 0.61 |  | 1983 |  |  | 48.0542 | 10.8774 | [5 empty] | MASTR: MASTR-SEE964670201986
62968 | Ew Laufenauer Wehr | Hydro | Run-Of-River | PP | Germany | 0.6 |  | 2009 |  |  | 47.9978 | 12.5209 | [5 empty] | MASTR: MASTR-SEE977499703531
62969 | Ew Muhlbach Wk Anlage Nov | Hydro | Run-Of-River | PP | Germany | 0.123 |  | 1958 |  |  | 47.4337 | 11.26 | [5 empty] | MASTR: MASTR-SEE936031323361
62970 | Ew Neue Turbine | Hydro | Run-Of-River | PP | Germany | 0.109 |  | 1992 |  |  | 47.9971 | 8.3237 | [5 empty] | MASTR: MASTR-SEE912174863452
62977 | Ew Wolfratshausen Werk | Hydro | Run-Of-River | PP | Germany | 0.83 |  | 2011 |  |  | 47.9189 | 11.4215 | [5 empty] | MASTR: MASTR-SEE962773054652
62978 | Ew Wolfratshausen Werk | Hydro | Run-Of-River | PP | Germany | 0.36 |  | 2011 |  |  | 47.92 | 11.4213 | [5 empty] | MASTR: MASTR-SEE966836730330
62992 | Ewl | Hydro | Run-Of-River | PP | Germany | 0.21 |  | 2007 |  |  | 47.777 | 11.881 | [5 empty] | MASTR: MASTR-SEE917149873429
63006 | Eww | Hydro | Run-Of-River | PP | Germany | 0.24 |  | 1911 |  |  | 47.7235 | 8.8601 | [5 empty] | MASTR: MASTR-SEE994167262060
63083 | Fa Franz Xaver Steber Gmbh Co Kg | Hydro | Run-Of-River | PP | Germany | 0.171 |  | 2005 |  |  | 47.8522 | 12.6357 | [5 empty] | MASTR: MASTR-SEE935947728277
63109 | Fabrik Wasag Ag | Hydro | Run-Of-River | PP | Germany | 0.22 |  | 2015 |  |  | 51.8746 | 10.4751 | [5 empty] | MASTR: MASTR-SEE941824174457
63129 | Fabrikkanal | Hydro | Run-Of-River | PP | Germany | 0.495 |  | 1907 |  |  | 48.3426 | 10.8618 | [5 empty] | MASTR: MASTR-SEE995689092579
63130 | Fabrikkanal | Hydro | Run-Of-River | PP | Germany | 0.495 |  | 2022 |  |  | 48.3426 | 10.8642 | [5 empty] | MASTR: MASTR-SEE958247231520
63131 | Fabrikkanal Rest | Hydro | Run-Of-River | PP | Germany | 0.2 |  | 2013 |  |  | 48.3381 | 10.8549 | [5 empty] | MASTR: MASTR-SEE913810502018
63164 | Fahrnau | Hydro | Run-Of-River | PP | Germany | 0.368 |  | 2002 |  |  | 47.668 | 7.8353 | [5 empty] | MASTR: MASTR-SEE927375412859
63268 | Faltenbach | Hydro | Run-Of-River | PP | Germany | 1.6 |  | 2011 |  |  | 47.4036 | 10.287 | [5 empty] | MASTR: MASTR-SEE970954735412
63293 | Farchau Wasser | Hydro | Run-Of-River | PP | Germany | 0.5 |  | 1924 |  |  | 53.6802 | 10.7622 | [5 empty] | MASTR: MASTR-SEE973933126119
63294 | Farchau Wasser | Hydro | Run-Of-River | PP | Germany | 1.6 |  | 2000 |  |  | 53.678 | 10.7634 | [5 empty] | MASTR: MASTR-SEE908977758781
63330 | Faulbach | Hydro | Run-Of-River | PP | Germany | 4.1 |  | 1939 |  |  | 49.7802 | 9.4385 | [5 empty] | MASTR: MASTR-SEE947151545007, MASTR-SEE951849600299
63487 | Feldheim | Hydro | Run-Of-River | PP | Germany | 8.49 |  | 1960 |  |  | 48.7279 | 10.9223 | [5 empty] | MASTR: MASTR-SEE958143966052, MASTR-SEE970662273428
63630 | Feudenheim Ma | Hydro | Run-Of-River | PP | Germany | 6.3 |  | 1927 |  |  | 49.478 | 8.5347 | [5 empty] | MASTR: MASTR-SEE908414233055, MASTR-SEE993873124600
63882 | Fhh | Hydro | Run-Of-River | PP | Germany | 0.17 |  | 1958 |  |  | 48.0845 | 9.2768 | [5 empty] | MASTR: MASTR-SEE929832275823
63883 | Fhh | Hydro | Run-Of-River | PP | Germany | 0.32 |  | 1958 |  |  | 48.0845 | 9.2767 | [5 empty] | MASTR: MASTR-SEE986888900949
64375 | Finke | Hydro |  | PP | Germany | 0.58 |  | 2024 |  |  | 51.3057 | 13.2747 | [5 empty] | MASTR: MASTR-SEE917618176112
64386 | Finsing | Hydro | Run-Of-River | PP | Germany | 0.376 |  | 1924 |  |  | 48.2217 | 11.7997 | [5 empty] | MASTR: MASTR-SEE901618758560
64387 | Finsing | Hydro | Run-Of-River | PP | Germany | 0.903 |  | 1924 |  |  | 48.2217 | 11.7997 | [5 empty] | MASTR: MASTR-SEE935021701530
64388 | Finsing | Hydro | Run-Of-River | PP | Germany | 5.818 |  | 1924 |  |  | 48.2217 | 11.7997 | [5 empty] | MASTR: MASTR-SEE940987834352, MASTR-SEE966899497201, MASTR-SEE967947956008
64389 | Finsing | Hydro | Run-Of-River | PP | Germany | 0.903 |  | 1924 |  |  | 48.2217 | 11.7997 | [5 empty] | MASTR: MASTR-SEE987122619900
64390 | Finsing Bachsammler | Hydro | Run-Of-River | PP | Germany | 0.2 |  | 1950 |  |  | 48.2217 | 11.7997 | [5 empty] | MASTR: MASTR-SEE923595711147
64392 | Finsterau Pr Af | Hydro | Run-Of-River | PP | Germany | 7.698 |  | 1950 |  |  | 47.8341 | 10.9285 | [5 empty] | MASTR: MASTR-SEE907623234099, MASTR-SEE911141860432, MASTR-SEE916044649719, MASTR-SEE929896845130, MASTR-SEE964547669994, MASTR-SEE988531591306
64618 | Fkw | Hydro | Run-Of-River | PP | Germany | 0.67 |  | 2007 |  |  | 47.6249 | 7.6579 | [5 empty] | MASTR: MASTR-SEE965419206606
64619 | Fkw Auerbrucke | Hydro | Run-Of-River | PP | Germany | 0.375 |  | 1984 |  |  | 48.8887 | 8.7032 | [5 empty] | MASTR: MASTR-SEE941475615613
64620 | Fkw Auerbrucke | Hydro | Run-Of-River | PP | Germany | 0.375 |  | 1984 |  |  | 48.8887 | 8.7031 | [5 empty] | MASTR: MASTR-SEE917519735876
64621 | Fkw Eutingen | Hydro | Run-Of-River | PP | Germany | 0.29 |  | 1991 |  |  | 48.9079 | 8.7475 | [5 empty] | MASTR: MASTR-SEE974317415003
64622 | Fkw Eutingen | Hydro | Run-Of-River | PP | Germany | 0.29 |  | 1991 |  |  | 48.9079 | 8.7475 | [5 empty] | MASTR: MASTR-SEE998244489838
64623 | Fkw Eutingen | Hydro | Run-Of-River | PP | Germany | 0.125 |  | 1991 |  |  | 48.9079 | 8.7475 | [5 empty] | MASTR: MASTR-SEE941806615008
64945 | Floha | Hydro | Run-Of-River | PP | Germany | 0.315 |  | 2009 |  |  | 50.8434 | 13.0782 | [5 empty] | MASTR: MASTR-SEE968852245218
65003 | Flusskraftwerk | Hydro | Run-Of-River | PP | Germany | 0.25 |  | 1995 |  |  | 50.7537 | 13.0858 | [5 empty] | MASTR: MASTR-SEE979358823169
65049 | Fohlschmitten | Hydro | Run-Of-River | PP | Germany | 0.31 |  | 1984 |  |  | 47.6408 | 9.7571 | [5 empty] | MASTR: MASTR-SEE932671338550
65062 | Forchenbach | Hydro | Run-Of-River | PP | Germany | 0.904 |  | 1927 |  |  | 47.7173 | 12.087 | [5 empty] | MASTR: MASTR-SEE924783477265
65067 | Forchheim Ro | Hydro | Run-Of-River | PP | Germany | 3.1 |  | 2000 |  |  | 49.7408 | 11.0437 | [5 empty] | MASTR: MASTR-SEE925696034736, MASTR-SEE939729147911
65088 | Formitz | Hydro | Reservoir | PP | Germany | 0.15 |  | 1991 |  |  | 50.2016 | 11.911 | [5 empty] | MASTR: MASTR-SEE949563770688
65110 | Forstpark Wkw | Hydro | Run-Of-River | PP | Germany | 0.3 |  | 1964 |  |  | 48.0308 | 11.475 | [5 empty] | MASTR: MASTR-SEE931165918513
65185 | Francis Schacht Turbine Mit Stehender Welle | Hydro | Run-Of-River | PP | Germany | 0.1 |  | 1967 |  |  | 48.6348 | 8.7464 | [5 empty] | MASTR: MASTR-SEE941393925290
65186 | Francis Turbine | Hydro | Run-Of-River | PP | Germany | 0.112 |  | 1992 |  |  | 51.1052 | 10.4614 | [5 empty] | MASTR: MASTR-SEE959586405214
65254 | Franzrasen | Hydro | Run-Of-River | PP | Germany | 0.4245 |  | 2022 |  |  | 51.2727 | 9.972 | [5 empty] | MASTR: MASTR-SEE933472481681
65256 | Frauenau | Hydro | Reservoir | PP | Germany | 0.275 |  | 1982 |  |  | 49.015 | 13.3293 | [5 empty] | MASTR: MASTR-SEE947639238643
65257 | Frauenau | Hydro | Reservoir | PP | Germany | 0.325 |  | 1982 |  |  | 49.015 | 13.3293 | [5 empty] | MASTR: MASTR-SEE906222807574
65303 | Freden | Hydro | Run-Of-River | PP | Germany | 0.29 |  | 1974 |  |  | 51.9282 | 9.8946 | [5 empty] | MASTR: MASTR-SEE906960766508
65304 | Freden | Hydro | Run-Of-River | PP | Germany | 0.25 |  | 1974 |  |  | 51.9282 | 9.8946 | [5 empty] | MASTR: MASTR-SEE974080108706
66247 | Fronau | Hydro | Run-Of-River | PP | Germany | 0.25 |  | 2009 |  |  | 48.574 | 13.799 | [5 empty] | MASTR: MASTR-SEE907539062618
66248 | Fronau | Hydro | Run-Of-River | PP | Germany | 0.558 |  | 2009 |  |  | 48.574 | 13.799 | [5 empty] | MASTR: MASTR-SEE950314220802
66249 | Frondenberg Wka | Hydro | Run-Of-River | PP | Germany | 0.27 |  | 2008 |  |  | 51.4685 | 7.733 | [5 empty] | MASTR: MASTR-SEE995433463600
66385 | Fuldakraftwerk | Hydro | Run-Of-River | PP | Germany | 0.24 |  | 2000 |  |  | 50.8621 | 9.7087 | [5 empty] | MASTR: MASTR-SEE932969070780
66445 | Fussen | Hydro | Run-Of-River | PP | Germany | 4.99 |  | 2007 |  |  | 47.563 | 10.6948 | [5 empty] | MASTR: MASTR-SEE946616056263, MASTR-SEE990044480152
66716 | Garstadt | Hydro | Run-Of-River | PP | Germany | 3.9 |  | 1956 |  |  | 49.9788 | 10.1777 | [5 empty] | MASTR: MASTR-SEE919447246097, MASTR-SEE958006666853
66913 | Gausbach | Hydro | Run-Of-River | PP | Germany | 0.355 |  | 2001 |  |  | 48.6756 | 8.3594 | [5 empty] | MASTR: MASTR-SEE981022099718
66915 | Gaustadt | Hydro | Run-Of-River | PP | Germany | 0.4 |  | 1995 |  |  | 49.9019 | 10.8693 | [5 empty] | MASTR: MASTR-SEE966524032739
66916 | Gaustadt | Hydro | Run-Of-River | PP | Germany | 0.5 |  | 1995 |  |  | 49.9019 | 10.8693 | [5 empty] | MASTR: MASTR-SEE978619954901
66917 | Gaustadt | Hydro | Run-Of-River | PP | Germany | 0.3 |  | 1995 |  |  | 49.9019 | 10.8693 | [5 empty] | MASTR: MASTR-SEE922684546929
67312 | Gebr Knochenhauer Kg | Hydro | Run-Of-River | PP | Germany | 0.13 |  | 1920 |  |  | 51.5729 | 9.4244 | [5 empty] | MASTR: MASTR-SEE964623387170
67456 | Geizenmuhle | Hydro | Run-Of-River | PP | Germany | 0.1 |  | 2000 |  |  | 50.22 | 10.981 | [5 empty] | MASTR: MASTR-SEE972160634848
67544 | Generator | Hydro | Run-Of-River | PP | Germany | 0.17 |  | 1994 |  |  | 51.0502 | 11.7087 | [5 empty] | MASTR: MASTR-SEE944044994560
67554 | Generator | Hydro | Run-Of-River | PP | Germany | 0.17 |  | 1995 |  |  | 51.0502 | 11.7087 | [5 empty] | MASTR: MASTR-SEE914206564436
67565 | Generator | Hydro | Run-Of-River | PP | Germany | 0.1 |  | 1997 |  |  | 50.7108 | 12.1651 | [5 empty] | MASTR: MASTR-SEE940071980521
67572 | Generator | Hydro | Run-Of-River | PP | Germany | 0.51 |  | 1908 |  |  | 47.6966 | 13.047 | [5 empty] | MASTR: MASTR-SEE945007832363
67614 | Generator | Hydro | Run-Of-River | PP | Germany | 0.5 |  | 1998 |  |  | 48.2863 | 11.4751 | [5 empty] | MASTR: MASTR-SEE927860062200
67615 | Generator | Hydro | Run-Of-River | PP | Germany | 0.7 |  | 1998 |  |  | 48.2863 | 11.4751 | [5 empty] | MASTR: MASTR-SEE947357190285
67835 | Gerlachshausen | Hydro | Run-Of-River | PP | Germany | 2.4 |  | 1957 |  |  | 49.8186 | 10.2217 | [5 empty] | MASTR: MASTR-SEE926289193182
67867 | Gersthofen | Hydro | Run-Of-River | PP | Germany | 9.845 |  | 1901 |  |  | 48.446 | 10.8851 | [5 empty] | MASTR: MASTR-SEE924793743626, MASTR-SEE934039077637, MASTR-SEE973496721325, MASTR-SEE976533716001, MASTR-SEE989756000338
68235 | Ghp Wasserkraftanlage Neumuhle | Hydro | Run-Of-River | PP | Germany | 0.25 |  | 2022 |  |  | 49.5856 | 10.9822 | [5 empty] | MASTR: MASTR-SEE924343583603
68259 | Giengen | Hydro | Run-Of-River | PP | Germany | 0.23 |  | 2000 |  |  | 48.6504 | 9.7889 | [5 empty] | MASTR: MASTR-SEE950182327160
68311 | Gies Und Wiesmuhle | Hydro | Run-Of-River | PP | Germany | 0.132 |  | 1961 |  |  | 48.1074 | 12.5706 | [5 empty] | MASTR: MASTR-SEE995274431165
68324 | Giessenbach | Hydro | Reservoir | PP | Germany | 0.171 |  | 1910 |  |  | 47.615 | 12.1405 | [5 empty] | MASTR: MASTR-SEE907232383416
68619 | Gluder Turbine | Hydro | Run-Of-River | PP | Germany | 0.23 |  | 1998 |  | 2021 | 51.1365 | 7.1239 | [5 empty] | MASTR: MASTR-SEE958094211294
68620 | Gluder Turbine | Hydro | Run-Of-River | PP | Germany | 0.24 |  | 1998 |  | 2021 | 51.1365 | 7.1239 | [5 empty] | MASTR: MASTR-SEE904155331845
68687 | Gn Francis | Hydro | Run-Of-River | PP | Germany | 0.475 |  | 1907 |  |  | 47.6565 | 13.0378 | [5 empty] | MASTR: MASTR-SEE977849329251
68688 | Gn Francis | Hydro | Run-Of-River | PP | Germany | 0.5 |  | 1907 |  |  | 47.6565 | 13.0378 | [5 empty] | MASTR: MASTR-SEE954479037329
68689 | Gn Kaplan | Hydro | Run-Of-River | PP | Germany | 1.1 |  | 2013 |  |  | 47.6565 | 13.0378 | [5 empty] | MASTR: MASTR-SEE974395331738
69081 | Gossmannsdorf | Hydro | Run-Of-River | PP | Germany | 2 |  | 2011 |  |  | 49.6761 | 10.0379 | [5 empty] | MASTR: MASTR-SEE930133594834, MASTR-SEE967354696726
69097 | Gottfrieding | Hydro | Run-Of-River | PP | Germany | 11 |  | 1974 |  |  | 48.6447 | 12.5422 | [5 empty] | MASTR: MASTR-SEE911179819280, MASTR-SEE921679055279, MASTR-SEE995833202618
69208 | Grafendorf | Hydro | Run-Of-River | PP | Germany | 0.22 |  | 2011 |  |  | 50.1059 | 9.7794 | [5 empty] | MASTR: MASTR-SEE968657322077
69414 | Greussnigmuhle | Hydro | Run-Of-River | PP | Germany | 0.1 |  | 1996 |  |  | 51.1009 | 13.1338 | [5 empty] | MASTR: MASTR-SEE949309324595
69715 | Grosse Anlage | Hydro | Run-Of-River | PP | Germany | 0.65 |  | 2012 |  |  | 51.4889 | 7.9993 | [5 empty] | MASTR: MASTR-SEE971701555048
70081 | Grundmuhle | Hydro | Run-Of-River | PP | Germany | 0.23 |  | 2011 |  |  | 47.593 | 12.9839 | [5 empty] | MASTR: MASTR-SEE948892328430
70123 | Gruner Graben | Hydro | Run-Of-River | PP | Germany | 0.25 |  | 1997 |  |  | 50.6303 | 13.2085 | [5 empty] | MASTR: MASTR-SEE911368878401
70205 | Gsl Atu | Hydro | Run-Of-River | PP | Germany | 0.9 |  | 1974 |  |  | 48.6145 | 9.8153 | [5 empty] | MASTR: MASTR-SEE975610921888
70206 | Gsl Atu | Hydro | Run-Of-River | PP | Germany | 0.582 |  | 2009 |  |  | 48.6145 | 9.8153 | [5 empty] | MASTR: MASTR-SEE930743954462
70441 | Gumpenried | Hydro | Run-Of-River | PP | Germany | 1.502 |  | 1984 |  |  | 49.0728 | 12.9994 | [5 empty] | MASTR: MASTR-SEE965374627256
70450 | Gundelfingen | Hydro | Run-Of-River | PP | Germany | 7.34 |  | 1964 |  |  | 48.5057 | 10.3847 | [5 empty] | MASTR: MASTR-SEE953247868998, MASTR-SEE969162503395
70464 | Gundenhausen Gi | Hydro | Run-Of-River | PP | Germany | 0.11 |  | 1911 |  |  | 47.6491 | 7.8007 | [5 empty] | MASTR: MASTR-SEE945588079003
70465 | Gundenhausen Gii | Hydro | Run-Of-River | PP | Germany | 0.11 |  | 1911 |  |  | 47.6491 | 7.8007 | [5 empty] | MASTR: MASTR-SEE985895102803
70481 | Guntersdorf | Hydro | Run-Of-River | PP | Germany | 0.6 |  | 1924 |  |  | 50.6439 | 8.2389 | [5 empty] | MASTR: MASTR-SEE913599729194
70487 | Gunzburg | Hydro | Run-Of-River | PP | Germany | 8.99 |  | 1962 |  |  | 48.46 | 10.265 | [5 empty] | MASTR: MASTR-SEE936392641883, MASTR-SEE974502359259
70606 | Gutenbach Altanlage | Hydro | Run-Of-River | PP | Germany | 5.7 |  | 1935 |  |  | 49.3929 | 9.0719 | [5 empty] | MASTR: MASTR-SEE938337630143, MASTR-SEE958755332368
70688 | Gws | Hydro | Run-Of-River | PP | Germany | 0.733 |  | 1986 |  |  | 52.1057 | 9.3528 | [5 empty] | MASTR: MASTR-SEE917084256783
70690 | Gws | Hydro | Run-Of-River | PP | Germany | 1.466 |  | 1988 |  |  | 52.1043 | 9.3512 | [5 empty] | MASTR: MASTR-SEE976865250884
70744 | Haag | Hydro | Run-Of-River | PP | Germany | 0.32 |  | 1943 |  |  | 50.997 | 9.729 | [5 empty] | MASTR: MASTR-SEE962301444764
70745 | Haag Ro | Hydro | Run-Of-River | PP | Germany | 4.1 |  | 2000 |  |  | 48.4547 | 11.8355 | [5 empty] | MASTR: MASTR-SEE939120695769
70750 | Haagen | Hydro | Run-Of-River | PP | Germany | 0.36 |  | 1980 |  |  | 47.6361 | 7.6795 | [5 empty] | MASTR: MASTR-SEE902453202874
70791 | Haberlandmuhle | Hydro | Run-Of-River | PP | Germany | 0.15 |  | 1999 |  |  | 50.4496 | 12.7259 | [5 empty] | MASTR: MASTR-SEE965023265761
70816 | Hackermuhle | Hydro | Run-Of-River | PP | Germany | 0.125 |  | 2006 |  |  | 48.835 | 9.3169 | [5 empty] | MASTR: MASTR-SEE927634220232
71057 | Hahn Wasserkraft | Hydro | Run-Of-River | PP | Germany | 0.484 |  | 1994 |  |  | 50.7139 | 13.2242 | [5 empty] | MASTR: MASTR-SEE914235865771
73691 | Hamm Uentrop Maschine | Hydro | Run-Of-River | PP | Germany | 0.443 |  | 1999 |  |  | 51.6963 | 7.952 | [5 empty] | MASTR: MASTR-SEE921778805669
73699 | Hammer | Hydro | Run-Of-River | PP | Germany | 0.1 |  | 1963 |  |  | 49.0733 | 12.8793 | [5 empty] | MASTR: MASTR-SEE916605490798
73706 | Hammerschmiede Grafenau | Hydro | Run-Of-River | PP | Germany | 0.117 |  | 2017 |  |  | 48.8568 | 13.3878 | [5 empty] | MASTR: MASTR-SEE910791690246
73721 | Han Munden | Hydro | Run-Of-River | PP | Germany | 0.14 |  | 2011 |  |  | 51.4199 | 9.6522 | [5 empty] | MASTR: MASTR-SEE935900073963
73842 | Happach | Hydro | Run-Of-River | PP | Germany | 0.1 |  | 1999 |  |  | 49.4874 | 11.4755 | [5 empty] | MASTR: MASTR-SEE932121058861
73895 | Harrbach | Hydro | Run-Of-River | PP | Germany | 3 |  | 2011 |  |  | 50.0008 | 9.7188 | [5 empty] | MASTR: MASTR-SEE969823541339
73996 | Haselmuhle | Hydro | Run-Of-River | PP | Germany | 0.108 |  | 2007 |  |  | 50.5307 | 10.4614 | [5 empty] | MASTR: MASTR-SEE902199039758
74013 | Haslach | Hydro | Run-Of-River | PP | Germany | 0.13 |  | 2012 |  |  | 47.8576 | 12.6348 | [5 empty] | MASTR: MASTR-SEE943475845403
74014 | Haslach | Hydro | Run-Of-River | PP | Germany | 0.11 |  | 2012 |  |  | 47.8576 | 12.6348 | [5 empty] | MASTR: MASTR-SEE990280193656
74162 | Hauptkraftwerk | Hydro | Run-Of-River | PP | Germany | 4 |  | 2002 |  |  | 47.9579 | 12.8744 | [5 empty] | MASTR: MASTR-SEE979442108769
74163 | Hauptpumpwerk Minden Wasserturbine | Hydro | Reservoir | PP | Germany | 0.18 |  | 1996 |  |  | 52.3014 | 8.9274 | [5 empty] | MASTR: MASTR-SEE996034862793
74190 | Hauptwasserkraftwerk | Hydro | Run-Of-River | PP | Germany | 0.44 |  | 1963 |  |  | 47.5292 | 11.1179 | [5 empty] | MASTR: MASTR-SEE967924087275
74451 | Hausen | Hydro | Run-Of-River | PP | Germany | 0.176 |  | 1900 |  |  | 47.6771 | 7.8402 | [5 empty] | MASTR: MASTR-SEE970940659579
74453 | Hausen | Hydro | Run-Of-River | PP | Germany | 0.311 |  | 1900 |  |  | 47.6875 | 7.8432 | [5 empty] | MASTR: MASTR-SEE944778426306
74460 | Hausen Gi | Hydro | Run-Of-River | PP | Germany | 0.235 |  | 2011 |  |  | 47.6756 | 7.8425 | [5 empty] | MASTR: MASTR-SEE901765979627
74461 | Hausen Gii | Hydro | Run-Of-River | PP | Germany | 0.235 |  | 2011 |  |  | 47.6756 | 7.8424 | [5 empty] | MASTR: MASTR-SEE926263186216
74464 | Hausen Ro | Hydro | Run-Of-River | PP | Germany | 0.95 |  | 1965 |  |  | 49.6878 | 11.0463 | [5 empty] | MASTR: MASTR-SEE934849981322
74465 | Hausen Ro | Hydro | Run-Of-River | PP | Germany | 0.95 |  | 1965 |  |  | 49.6878 | 11.0463 | [5 empty] | MASTR: MASTR-SEE984671250981
74515 | Hb | Hydro | Run-Of-River | PP | Germany | 0.201 |  | 2009 |  |  | 48.7705 | 9.1293 | [5 empty] | MASTR: MASTR-SEE918838865541
74518 | Hb | Hydro | Run-Of-River | PP | Germany | 0.11 |  | 1981 |  |  | 48.8446 | 9.1427 | [5 empty] | MASTR: MASTR-SEE993603654902
74519 | Hb | Hydro | Run-Of-River | PP | Germany | 0.201 |  | 2009 |  | 2020 | 48.7705 | 9.1293 | [5 empty] | MASTR: MASTR-SEE906742869489
74520 | Hb | Hydro | Run-Of-River | PP | Germany | 0.201 |  | 2009 |  |  | 48.7705 | 9.1293 | [5 empty] | MASTR: MASTR-SEE949415981743
74521 | Hb | Hydro | Run-Of-River | PP | Germany | 0.2 |  | 2018 |  |  | 48.7849 | 9.1967 | [5 empty] | MASTR: MASTR-SEE987996231062
74660 | Hedrichwerk | Hydro | Run-Of-River | PP | Germany | 0.36 |  | 1997 |  |  | 50.8154 | 12.5274 | [5 empty] | MASTR: MASTR-SEE980691501850
74821 | Heiligenborn | Hydro | Reservoir | PP | Germany | 0.26 |  | 1926 |  |  | 50.6373 | 8.2169 | [5 empty] | MASTR: MASTR-SEE918865841907
74822 | Heiligenborn | Hydro | Reservoir | PP | Germany | 0.23 |  | 1926 |  |  | 50.6372 | 8.2169 | [5 empty] | MASTR: MASTR-SEE931302823045
74836 | Heimbach Wehr Maschine | Hydro | Run-Of-River | PP | Germany | 0.775 |  | 1977 |  |  | 50.6286 | 6.479 | [5 empty] | MASTR: MASTR-SEE977139758495
75132 | Helminghausen | Hydro | Reservoir | PP | Germany | 0.578 |  | 1924 |  |  | 51.3786 | 8.7275 | [5 empty] | MASTR: MASTR-SEE960038836630
75133 | Helminghausen Skw | Hydro | Reservoir | PP | Germany | 0.5 |  | 1924 |  |  | 51.3786 | 8.7275 | [5 empty] | MASTR: MASTR-SEE910172761237
75242 | Hengsen Wka Generator | Hydro | Run-Of-River | PP | Germany | 3 |  | 2013 |  |  | 51.459 | 7.6377 | [5 empty] | MASTR: MASTR-SEE951973048226, MASTR-SEE959488903122
75382 | Hermaringen | Hydro | Run-Of-River | PP | Germany | 0.11 |  | 2019 |  |  | 48.5948 | 10.2606 | [5 empty] | MASTR: MASTR-SEE948234167475
75533 | Heubach | Hydro | Run-Of-River | PP | Germany | 3.4 |  | 1932 |  |  | 49.7138 | 9.233 | [5 empty] | MASTR: MASTR-SEE929187763228, MASTR-SEE996346947409
75762 | Hilpoltstein | Hydro | Run-Of-River | PP | Germany | 3.3 |  | 1993 |  |  | 49.1948 | 11.2243 | [5 empty] | MASTR: MASTR-SEE914255494401
75782 | Himmelstadt | Hydro | Run-Of-River | PP | Germany | 2.5 |  | 1940 |  |  | 49.9211 | 9.8035 | [5 empty] | MASTR: MASTR-SEE946384157988
75813 | Hinterer Grund | Hydro | Run-Of-River | PP | Germany | 0.25 |  | 1995 |  |  | 50.6407 | 13.2356 | [5 empty] | MASTR: MASTR-SEE944844546457
75819 | Hinterstein | Hydro | Run-Of-River | PP | Germany | 0.23 |  | 2020 |  |  | 47.4833 | 10.3899 | [5 empty] | MASTR: MASTR-SEE936908239702
75839 | Hirschaid | Hydro | Run-Of-River | PP | Germany | 3.9 |  | 1923 |  |  | 49.8325 | 10.9615 | [5 empty] | MASTR: MASTR-SEE942758458804, MASTR-SEE962082581726, MASTR-SEE971671917280
75851 | Hirschleithe | Hydro | Run-Of-River | PP | Germany | 0.42 |  | 1994 |  |  | 50.612 | 13.1065 | [5 empty] | MASTR: MASTR-SEE909497418339
75852 | Hirschsprung | Hydro | Run-Of-River | PP | Germany | 1.7 |  | 2006 |  |  | 50.1199 | 12.1577 | [5 empty] | MASTR: MASTR-SEE957652368142
75853 | Hirschsprung | Hydro | Run-Of-River | PP | Germany | 0.5 |  | 2006 |  |  | 50.1199 | 12.1577 | [5 empty] | MASTR: MASTR-SEE955087943149
75854 | Hirschsprung | Hydro | Run-Of-River | PP | Germany | 0.34 |  | 2006 |  |  | 50.1199 | 12.1577 | [5 empty] | MASTR: MASTR-SEE918404708951
75855 | Hirschsprung | Hydro | Run-Of-River | PP | Germany | 0.5 |  | 2006 |  |  | 50.1199 | 12.1577 | [5 empty] | MASTR: MASTR-SEE900757418854
75877 | Hitzinger | Hydro | Run-Of-River | PP | Germany | 1.62 |  | 2009 |  |  | 49.0424 | 12.9998 | [5 empty] | MASTR: MASTR-SEE941797895144
76087 | Hoellenstein | Hydro | Run-Of-River | PP | Germany | 3.4 |  | 2000 |  |  | 49.1285 | 12.8644 | [5 empty] | MASTR: MASTR-SEE912154732181, MASTR-SEE961755569979, MASTR-SEE991677470527
76436 | Hohenstein Maschine | Hydro | Run-Of-River | PP | Germany | 0.8 |  | 1925 |  |  | 51.4254 | 7.349 | [5 empty] | MASTR: MASTR-SEE913287113922
76437 | Hohenstein Maschine | Hydro | Run-Of-River | PP | Germany | 0.8 |  | 1925 |  |  | 51.4254 | 7.349 | [5 empty] | MASTR: MASTR-SEE988926768030
76438 | Hohenstein Maschine | Hydro | Run-Of-River | PP | Germany | 0.8 |  | 1925 |  |  | 51.4254 | 7.349 | [5 empty] | MASTR: MASTR-SEE992571279711
76512 | Holl | Hydro | Run-Of-River | PP | Germany | 0.15 |  | 2002 |  |  | 47.8386 | 9.7862 | [5 empty] | MASTR: MASTR-SEE932776567695
76562 | Hollmuhle | Hydro | Run-Of-River | PP | Germany | 0.135 |  | 2009 |  |  | 48.7597 | 13.6571 | [5 empty] | MASTR: MASTR-SEE965232377699
76564 | Hollriegelskreuth | Hydro | Run-Of-River | PP | Germany | 3.1 |  | 1940 |  |  | 48.0328 | 11.5054 | [5 empty] | MASTR: MASTR-SEE933655686827, MASTR-SEE981801599002
76774 | Holzschleife | Hydro | Run-Of-River | PP | Germany | 0.35 |  | 1994 |  |  | 47.8911 | 9.658 | [5 empty] | MASTR: MASTR-SEE928179643517
76775 | Holzschleiferei | Hydro | Run-Of-River | PP | Germany | 0.263 |  | 2000 |  |  | 48.5531 | 9.4703 | [5 empty] | MASTR: MASTR-SEE903916225881
76803 | Holzwerk Werk | Hydro | Run-Of-River | PP | Germany | 0.145 |  | 2011 |  |  | 47.7498 | 12.6555 | [5 empty] | MASTR: MASTR-SEE990095569677
77016 | Hoselhurst | Hydro | Run-Of-River | PP | Germany | 0.545 |  | 1950 |  |  | 48.3 | 10.32 | [5 empty] | MASTR: MASTR-SEE928304771184
77042 | Hottingen Gi | Hydro | Run-Of-River | PP | Germany | 0.23 |  | 1908 |  |  | 47.6332 | 8.0003 | [5 empty] | MASTR: MASTR-SEE976579982279
77043 | Hottingen Gii | Hydro | Run-Of-River | PP | Germany | 0.23 |  | 1908 |  |  | 47.6332 | 8.0003 | [5 empty] | MASTR: MASTR-SEE916832480296
77060 | How | Hydro | Run-Of-River | PP | Germany | 0.129 |  | 1993 |  |  | 48.4215 | 9.9069 | [5 empty] | MASTR: MASTR-SEE943365284435
77110 | Hr | Hydro | Run-Of-River | PP | Germany | 0.185 |  | 1908 |  |  | 50.8538 | 9.9599 | [5 empty] | MASTR: MASTR-SEE995461747505
77111 | Hr | Hydro | Run-Of-River | PP | Germany | 0.3 |  | 2006 |  |  | 50.8538 | 9.9599 | [5 empty] | MASTR: MASTR-SEE925876188327
77113 | Hr | Hydro | Run-Of-River | PP | Germany | 0.2 |  | 1908 |  |  | 50.8538 | 9.9599 | [5 empty] | MASTR: MASTR-SEE990933571930
77221 | Huestener Str | Hydro | Run-Of-River | PP | Germany | 0.24 |  | 2012 |  |  | 51.4088 | 8.0542 | [5 empty] | MASTR: MASTR-SEE981545085588
77328 | Humprechtsmuhle | Hydro | Run-Of-River | PP | Germany | 0.1197 |  | 1948 |  |  | 48.3545 | 10.4395 | [5 empty] | MASTR: MASTR-SEE993688125519
77394 | Husters Muhle | Hydro | Run-Of-River | PP | Germany | 0.185 |  | 2009 |  |  | 49.7257 | 7.386 | [5 empty] | MASTR: MASTR-SEE922598772490
77560 | Hwk | Hydro | Run-Of-River | PP | Germany | 1.717 |  | 2011 |  |  | 47.6911 | 10.3237 | [5 empty] | MASTR: MASTR-SEE931190822052
77848 | Illach | Hydro | Run-Of-River | PP | Germany | 0.354 |  | 2010 |  |  | 47.7112 | 10.8342 | [5 empty] | MASTR: MASTR-SEE902826832424
77859 | Illerursprung | Hydro | Run-Of-River | PP | Germany | 1.68 |  | 2020 |  |  | 47.4292 | 10.2783 | [5 empty] | MASTR: MASTR-SEE971442831029
77860 | Illerzell | Hydro | Run-Of-River | PP | Germany | 0.335 |  | 2009 |  |  | 48.2974 | 10.053 | [5 empty] | MASTR: MASTR-SEE940356424283
78208 | Ingenrieder Wehr | Hydro | Run-Of-River | PP | Germany | 0.25 |  | 2009 |  |  | 47.9439 | 10.6262 | [5 empty] | MASTR: MASTR-SEE980361988431
78352 | Isarkraftwerk | Hydro | Run-Of-River | PP | Germany | 2.124 |  | 2005 |  |  | 47.7771 | 11.5412 | [5 empty] | MASTR: MASTR-SEE955966715911
78362 | Isenkraftwerk Generator | Hydro | Run-Of-River | PP | Germany | 0.35 |  | 2000 |  |  | 48.26 | 12.634 | [5 empty] | MASTR: MASTR-SEE932045570937
78363 | Isenkraftwerk Generator | Hydro | Run-Of-River | PP | Germany | 0.35 |  | 2000 |  |  | 48.26 | 12.634 | [5 empty] | MASTR: MASTR-SEE992845355813
78364 | Isenkraftwerk Generator | Hydro | Run-Of-River | PP | Germany | 0.35 |  | 2000 |  |  | 48.26 | 12.634 | [5 empty] | MASTR: MASTR-SEE980845369220
78544 | Jakobstal Donau | Hydro | Run-Of-River | PP | Germany | 0.695 |  | 1900 |  |  | 48.0741 | 9.2974 | [5 empty] | MASTR: MASTR-SEE989868755737
78553 | Jandelsbrunnermuhle | Hydro | Run-Of-River | PP | Germany | 0.398 |  | 1967 |  |  | 48.7313 | 13.6906 | [5 empty] | MASTR: MASTR-SEE946580316981
78889 | Jessnitz | Hydro | Run-Of-River | PP | Germany | 0.497 |  | 2020 |  |  | 51.6843 | 12.3085 | [5 empty] | MASTR: MASTR-SEE937904699088
78890 | Jessnitz | Hydro | Run-Of-River | PP | Germany | 0.497 |  | 2020 |  |  | 51.6843 | 12.3085 | [5 empty] | MASTR: MASTR-SEE951856423126
79391 | Kahlenberg | Hydro | Run-Of-River | PP | Germany | 6.65 |  | 1989 |  |  | 51.4217 | 6.8755 | [5 empty] | MASTR: MASTR-SEE919626417423, MASTR-SEE923086225696, MASTR-SEE997960181545
79471 | Kalltalsperre | Hydro | Reservoir | PP | Germany | 0.22 |  | 2004 |  |  | 50.6459 | 6.3089 | [5 empty] | MASTR: MASTR-SEE999278041726
79533 | Kammgarnspinnerei | Hydro | Run-Of-River | PP | Germany | 0.42 |  | 1917 |  |  | 48.9715 | 9.1446 | [5 empty] | MASTR: MASTR-SEE975009973009
79615 | Kanzem Maschine | Hydro | Run-Of-River | PP | Germany | 2.3 |  | 1987 |  |  | 49.6657 | 6.577 | [5 empty] | MASTR: MASTR-SEE910821502136, MASTR-SEE959484452549
79622 | Kaplan | Hydro | Run-Of-River | PP | Germany | 0.14 |  | 2013 |  |  | 51.3879 | 9.7685 | [5 empty] | MASTR: MASTR-SEE962614898070
79941 | Kaufbeuren | Hydro | Run-Of-River | PP | Germany | 0.31 |  | 1950 |  |  | 47.8879 | 10.6182 | [5 empty] | MASTR: MASTR-SEE985757875692
80088 | Kelheim Psw | Hydro | Reservoir | PP | Germany | 3 |  | 1987 |  |  | 48.9218 | 11.8682 | [5 empty] | MASTR: MASTR-SEE930324632208
80143 | Kempten | Hydro | Run-Of-River | PP | Germany | 0.65 |  | 1999 |  |  | 47.7118 | 10.3224 | [5 empty] | MASTR: MASTR-SEE911150004056
80154 | Kentheim | Hydro | Run-Of-River | PP | Germany | 0.13 |  | 1900 |  |  | 48.6978 | 8.7181 | [5 empty] | MASTR: MASTR-SEE928040877829
80247 | Kesselbach Pe | Hydro | Run-Of-River | PP | Germany | 0.27 |  | 1919 |  |  | 47.6335 | 11.3461 | [5 empty] | MASTR: MASTR-SEE906949395538
80263 | Kesselstadt | Hydro | Run-Of-River | PP | Germany | 4.8 |  | 1921 |  |  | 50.1268 | 8.8705 | [5 empty] | MASTR: MASTR-SEE911201147978, MASTR-SEE975697104891
80279 | Kettershausen | Hydro | Run-Of-River | PP | Germany | 0.305 |  | 1971 |  |  | 48.196 | 10.2618 | [5 empty] | MASTR: MASTR-SEE948745047174
80282 | Kettwig Maschine | Hydro | Run-Of-River | PP | Germany | 4.632 |  | 1949 |  |  | 51.3604 | 6.9354 | [5 empty] | MASTR: MASTR-SEE960468805602, MASTR-SEE969960549656, MASTR-SEE984419170205
80310 | Kg | Hydro | Reservoir | PP | Germany | 0.2 |  | 1983 |  |  | 47.7817 | 8.0943 | [5 empty] | MASTR: MASTR-SEE917004805176
80359 | Khf | Hydro | Run-Of-River | PP | Germany | 0.52 |  | 1991 |  |  | 50.4672 | 8.2425 | [5 empty] | MASTR: MASTR-SEE907485888454
80360 | Khf | Hydro | Run-Of-River | PP | Germany | 0.52 |  | 1991 |  |  | 50.4672 | 8.2425 | [5 empty] | MASTR: MASTR-SEE916166038941
80450 | Kinsau Ro | Hydro | Run-Of-River | PP | Germany | 8.1 |  | 1992 |  |  | 47.8757 | 10.9227 | [5 empty] | MASTR: MASTR-SEE909678604209, MASTR-SEE972635175418
80451 | Kinzigmuhle | Hydro | Run-Of-River | PP | Germany | 0.115 |  | 1990 |  |  | 50.2019 | 9.1447 | [5 empty] | MASTR: MASTR-SEE951720248657
80605 | Kitzingen | Hydro | Run-Of-River | PP | Germany | 3 |  | 2012 |  |  | 49.7213 | 10.1537 | [5 empty] | MASTR: MASTR-SEE941370920362, MASTR-SEE966734086836
80625 | Kkw | Hydro | Run-Of-River | PP | Germany | 0.13 |  | 2000 |  |  | 47.6159 | 7.6581 | [5 empty] | MASTR: MASTR-SEE945310313870
80818 | Klausenmuhle | Hydro | Run-Of-River | PP | Germany | 0.17 |  | 2010 |  |  | 47.6497 | 10.0841 | [5 empty] | MASTR: MASTR-SEE904582477147
80853 | Klein Kinsau | Hydro | Run-Of-River | PP | Germany | 1.1 |  | 1992 |  |  | 47.8726 | 10.9221 | [5 empty] | MASTR: MASTR-SEE966268586802
80928 | Kleinwasserkraft | Hydro | Run-Of-River | PP | Germany | 0.114 |  | 1999 |  |  | 47.5052 | 10.3883 | [5 empty] | MASTR: MASTR-SEE907541530617
80929 | Kleinwasserkraftanlage Ibachfassung | Hydro | Run-Of-River | PP | Germany | 0.662 |  | 2022 |  |  | 47.6837 | 8.064 | [5 empty] | MASTR: MASTR-SEE969472415821
80984 | Klingenberg | Hydro | Run-Of-River | PP | Germany | 3 |  | 2005 |  |  | 49.7788 | 9.1827 | [5 empty] | MASTR: MASTR-SEE948449553322, MASTR-SEE976432696626
81148 | Knetzgau | Hydro | Run-Of-River | PP | Germany | 2.9 |  | 1960 |  |  | 49.9998 | 10.5509 | [5 empty] | MASTR: MASTR-SEE920306050854, MASTR-SEE978662552659
81185 | Koblenz Maschine | Hydro | Run-Of-River | PP | Germany | 0.171 |  | 2012 |  |  | 50.366 | 7.5816 | [5 empty] | MASTR: MASTR-SEE920095896329
81192 | Kochendorf | Hydro | Run-Of-River | PP | Germany | 6.6 |  | 1925 |  |  | 49.2168 | 9.2074 | [5 empty] | MASTR: MASTR-SEE906502707495, MASTR-SEE952737641967, MASTR-SEE975006170401
81193 | Kocherkraftwerk Bad Friedrichshall | Hydro | Run-Of-River | PP | Germany | 0.46 |  | 2006 |  |  | 49.2279 | 9.2012 | [5 empty] | MASTR: MASTR-SEE975614362724
81194 | Kocherturn | Hydro | Run-Of-River | PP | Germany | 0.3 |  | 2005 |  |  | 49.2439 | 9.3057 | [5 empty] | MASTR: MASTR-SEE925417024916
81370 | Konig Grattenbach | Hydro | Run-Of-River | PP | Germany | 0.13 |  | 2017 |  |  | 47.72 | 12.2917 | [5 empty] | MASTR: MASTR-SEE972797942231
81417 | Konigsmuhle | Hydro | Run-Of-River | PP | Germany | 0.45 |  | 2019 |  |  | 51.3613 | 11.9995 | [5 empty] | MASTR: MASTR-SEE909847498240
81420 | Konigswiesen | Hydro | Run-Of-River | PP | Germany | 0.126 |  | 1900 |  |  | 48.0453 | 11.369 | [5 empty] | MASTR: MASTR-SEE918835387404
81581 | Kotz | Hydro | Run-Of-River | PP | Germany | 0.18 |  | 2011 |  |  | 48.4116 | 10.2975 | [5 empty] | MASTR: MASTR-SEE995905374014
81609 | Kraemer Sche Kunstmuhle | Hydro | Run-Of-River | PP | Germany | 0.13 |  | 1949 |  |  | 48.106 | 11.5669 | [5 empty] | MASTR: MASTR-SEE902212441018
81628 | Kraftstufe | Hydro | Run-Of-River | PP | Germany | 0.265 |  | 2009 |  |  | 47.8856 | 11.882 | [5 empty] | MASTR: MASTR-SEE909983512459
81632 | Kraftwerksgruppe Pfreimd | Hydro | Run-Of-River | PP | Germany | 0.25 |  | 2019 |  |  | 49.5522 | 12.2812 | [5 empty] | MASTR: MASTR-SEE946114862274
81729 | Krebs | Hydro | Run-Of-River | PP | Germany | 1.11 |  | 1976 |  |  | 47.5306 | 9.9742 | [5 empty] | MASTR: MASTR-SEE997662385807
81730 | Krebs | Hydro | Run-Of-River | PP | Germany | 0.48 |  | 1955 |  |  | 47.5306 | 9.9742 | [5 empty] | MASTR: MASTR-SEE900235334515
81816 | Kriebstein | Hydro | Run-Of-River | PP | Germany | 8.72 |  | 2010 |  |  | 51.0359 | 13.0147 | [5 empty] | MASTR: MASTR-SEE930386629253, MASTR-SEE945993832644
81840 | Krombach Mit Talsperre | Hydro | Reservoir | PP | Germany | 0.14 |  | 1983 |  |  | 50.6207 | 8.1426 | [5 empty] | MASTR: MASTR-SEE979550813975
81901 | Krosswehrstrasse Lichtenfels Wkw | Hydro | Run-Of-River | PP | Germany | 0.24 |  | 2008 |  |  | 50.1544 | 11.0875 | [5 empty] | MASTR: MASTR-SEE927060035233
81902 | Krosswehrstrasse Lichtenfels Wkw | Hydro | Run-Of-River | PP | Germany | 0.24 |  | 2008 |  |  | 50.1544 | 11.0875 | [5 empty] | MASTR: MASTR-SEE925624521482
81903 | Krottenbach | Hydro | Run-Of-River | PP | Germany | 0.622 |  | 1973 |  |  | 49.3738 | 10.9988 | [5 empty] | MASTR: MASTR-SEE935499443543
81953 | Krun | Hydro | Run-Of-River | PP | Germany | 0.294 |  | 1990 |  |  | 47.4953 | 11.2786 | [5 empty] | MASTR: MASTR-SEE991673929289
82031 | Ktb Wkw | Hydro | Run-Of-River | PP | Germany | 0.8 |  | 2000 |  |  | 47.8276 | 8.8637 | [5 empty] | MASTR: MASTR-SEE946458828202
82085 | Kugelbergle | Hydro | Run-Of-River | PP | Germany | 0.22 |  | 2000 |  |  | 48.5483 | 9.4761 | [5 empty] | MASTR: MASTR-SEE951860103830
82099 | Kuhlemuhle | Hydro | Run-Of-River | PP | Germany | 0.11 |  | 1921 |  |  | 51.4865 | 9.1909 | [5 empty] | MASTR: MASTR-SEE956381270412
82437 | Kvsb Wasserkraftwerk | Hydro | Run-Of-River | PP | Germany | 0.137 |  | 2000 |  |  | 48.2286 | 7.737 | [5 empty] | MASTR: MASTR-SEE990470979404
82443 | Kwbb | Hydro | Run-Of-River | PP | Germany | 0.45 |  | 2005 |  |  | 49.5723 | 12.3403 | [5 empty] | MASTR: MASTR-SEE910559858604
82446 | Kwe | Hydro | Run-Of-River | PP | Germany | 0.28 |  | 1938 |  |  | 48.5643 | 13.5783 | [5 empty] | MASTR: MASTR-SEE922066574595
82458 | Kwg Scheppacher Muhle | Hydro | Run-Of-River | PP | Germany | 0.22 |  | 1942 |  |  | 48.4065 | 10.4275 | [5 empty] | MASTR: MASTR-SEE924374285453
82478 | Kwk | Hydro | Run-Of-River | CHP | Germany | 0.15 |  | 2000 |  |  | 48.6362 | 13.6096 | [5 empty] | MASTR: MASTR-SEE935661291385
82894 | Kwka Goldisthal Lkw | Hydro | Run-Of-River | PP | Germany | 0.65 |  | 2002 |  |  | 50.512 | 11.002 | [5 empty] | MASTR: MASTR-SEE990578483049
82895 | Kwka Markersbach Lkw | Hydro | Run-Of-River | PP | Germany | 0.243 |  | 1993 |  |  | 50.53 | 12.88 | [5 empty] | MASTR: MASTR-SEE932668941305
83209 | Kwr | Hydro | Run-Of-River | PP | Germany | 0.5 |  | 1981 |  |  | 48.9735 | 13.1455 | [5 empty] | MASTR: MASTR-SEE988307311053
83210 | Kwrii | Hydro | Run-Of-River | PP | Germany | 0.45 |  | 1981 |  |  | 48.9735 | 13.1455 | [5 empty] | MASTR: MASTR-SEE980780058760
83220 | Kylltalwehr | Hydro | Run-Of-River | PP | Germany | 0.135 |  | 2009 |  |  | 49.8777 | 6.6058 | [5 empty] | MASTR: MASTR-SEE937792169670
83282 | Laer Turbine | Hydro | Run-Of-River | PP | Germany | 0.12 |  | 2014 |  |  | 51.3501 | 8.2594 | [5 empty] | MASTR: MASTR-SEE946501506088
83283 | Laer Turbine | Hydro | Run-Of-River | PP | Germany | 0.12 |  | 2014 |  |  | 51.3501 | 8.2594 | [5 empty] | MASTR: MASTR-SEE955440667231
83730 | Landsberg Pr Af | Hydro | Run-Of-River | PP | Germany | 7.8 |  | 1943 |  |  | 48.0342 | 10.8719 | [5 empty] | MASTR: MASTR-SEE901637934099, MASTR-SEE919874990334, MASTR-SEE923862420826, MASTR-SEE941518167338, MASTR-SEE963159143878, MASTR-SEE997276286897
83835 | Langenhenn | Hydro | Run-Of-River | PP | Germany | 0.31 |  | 2014 |  |  | 50.8975 | 13.9915 | [5 empty] | MASTR: MASTR-SEE916043970623
83888 | Langweid | Hydro | Run-Of-River | PP | Germany | 7.255 |  | 1907 |  |  | 48.4981 | 10.8665 | [5 empty] | MASTR: MASTR-SEE911187764817, MASTR-SEE920786021696, MASTR-SEE942361504011, MASTR-SEE964354309908
84041 | Laufenmuhle | Hydro | Run-Of-River | PP | Germany | 0.18 |  | 2017 |  |  | 48.2608 | 9.5628 | [5 empty] | MASTR: MASTR-SEE938031927464
84056 | Laufwasserkraftwerk Landesbergen | Hydro | Run-Of-River | PP | Germany | 8.34 |  | 1991 |  |  | 52.5759 | 9.1117 | [5 empty] | MASTR: MASTR-SEE977976723557
84057 | Laufwasserkraftwerk Petershagen Einheit | Hydro | Run-Of-River | PP | Germany | 3.36 |  | 1953 |  |  | 52.3676 | 8.9806 | [5 empty] | MASTR: MASTR-SEE909712947040, MASTR-SEE936572436667, MASTR-SEE959082252213
84058 | Laufwasserkraftwerk Schlusselburg | Hydro | Run-Of-River | PP | Germany | 5.633 |  | 1958 |  |  | 52.4822 | 9.0825 | [5 empty] | MASTR: MASTR-SEE978319002940
84059 | Laufwasserkraftwerk Wahnhausen | Hydro | Run-Of-River | PP | Germany | 3.8 |  | 1980 |  |  | 51.4087 | 9.71 | [5 empty] | MASTR: MASTR-SEE952350247010
84096 | Lauterberg | Hydro | Run-Of-River | PP | Germany | 0.124 |  | 1966 |  |  | 51.6388 | 10.4844 | [5 empty] | MASTR: MASTR-SEE993519424798
84114 | Lautrach | Hydro | Run-Of-River | PP | Germany | 0.4 |  | 1992 |  |  | 47.8842 | 10.1086 | [5 empty] | MASTR: MASTR-SEE957824422283
84115 | Lautrach | Hydro | Run-Of-River | PP | Germany | 13.565 |  | 1948 |  |  | 47.9255 | 10.1092 | [5 empty] | MASTR: MASTR-SEE915286512409, MASTR-SEE931263948993, MASTR-SEE955688807031, MASTR-SEE967349265258, MASTR-SEE984930037421, MASTR-SEE993325149885
84197 | Lechblick | Hydro | Run-Of-River | PP | Germany | 1.3 |  | 1943 |  |  | 47.9353 | 10.871 | [5 empty] | MASTR: MASTR-SEE993638704894
84198 | Lechblick Pr Af | Hydro | Run-Of-River | PP | Germany | 6.5 |  | 1943 |  |  | 47.9353 | 10.871 | [5 empty] | MASTR: MASTR-SEE918744313280, MASTR-SEE927051587383, MASTR-SEE932270059351, MASTR-SEE963807893650, MASTR-SEE978818827099
84200 | Lechmuhlen Pr Af | Hydro | Run-Of-River | PP | Germany | 7.8 |  | 1943 |  |  | 47.9506 | 10.8758 | [5 empty] | MASTR: MASTR-SEE914555659944, MASTR-SEE938714014153, MASTR-SEE943352668064, MASTR-SEE955601587859, MASTR-SEE970231748524, MASTR-SEE993153252665
84226 | Leerstetten | Hydro | Run-Of-River | PP | Germany | 1.093 |  | 2013 |  |  | 49.2917 | 11.1094 | [5 empty] | MASTR: MASTR-SEE958904516366
84315 | Leipheim | Hydro | Run-Of-River | PP | Germany | 9.36 |  | 1961 |  |  | 48.444 | 10.1943 | [5 empty] | MASTR: MASTR-SEE902057423743, MASTR-SEE979702214278
84384 | Len Atu | Hydro | Run-Of-River | PP | Germany | 0.307 |  | 1963 |  |  | 48.5561 | 9.4754 | [5 empty] | MASTR: MASTR-SEE961078285600
84399 | Lengfurt | Hydro | Run-Of-River | PP | Germany | 2.6 |  | 1940 |  |  | 49.8105 | 9.5926 | [5 empty] | MASTR: MASTR-SEE955270885751, MASTR-SEE957614189266
84503 | Leupoldshammer | Hydro | Run-Of-River | PP | Germany | 0.24 |  | 2008 |  |  | 50.1273 | 12.1226 | [5 empty] | MASTR: MASTR-SEE934837895990
84556 | Lg Kaplan | Hydro | Run-Of-River | PP | Germany | 0.225 |  | 1953 |  |  | 50.8639 | 9.9948 | [5 empty] | MASTR: MASTR-SEE939093969522
84557 | Lg Lavaczeck | Hydro | Run-Of-River | PP | Germany | 0.225 |  | 1928 |  |  | 50.8639 | 9.9947 | [5 empty] | MASTR: MASTR-SEE969389091910
84840 | Liebenstein | Hydro | Reservoir | PP | Germany | 0.16 |  | 1967 |  |  | 49.8129 | 12.3293 | [5 empty] | MASTR: MASTR-SEE972504796065
84921 | Limbach | Hydro | Run-Of-River | PP | Germany | 3.7 |  | 1951 |  |  | 49.9794 | 10.646 | [5 empty] | MASTR: MASTR-SEE954739051270, MASTR-SEE959238736178
84955 | Linachkraftwerk Turbine | Hydro | Reservoir | PP | Germany | 0.24 |  | 1998 |  |  | 48.0051 | 8.1904 | [5 empty] | MASTR: MASTR-SEE952782528169
84956 | Linachkraftwerk Turbine | Hydro | Reservoir | PP | Germany | 0.24 |  | 1998 |  |  | 48.0051 | 8.1904 | [5 empty] | MASTR: MASTR-SEE976715171345
84984 | Lindenberg | Hydro | Run-Of-River | PP | Germany | 0.16 |  | 2010 |  |  | 49.3706 | 8.0941 | [5 empty] | MASTR: MASTR-SEE975051085699
85010 | Lindenstrasse Werk | Hydro | Run-Of-River | PP | Germany | 0.315 |  | 1906 |  |  | 47.8568 | 12.0035 | [5 empty] | MASTR: MASTR-SEE967145481463
85047 | Links | Hydro | Run-Of-River | PP | Germany | 0.19 |  | 1926 |  |  | 48.5537 | 9.2 | [5 empty] | MASTR: MASTR-SEE969731687778
85110 | Lisdorf Maschine | Hydro | Run-Of-River | PP | Germany | 1.4 |  | 1987 |  |  | 49.2957 | 6.765 | [5 empty] | MASTR: MASTR-SEE986868067259
85141 | Lkw Eichicht Maschine | Hydro | Run-Of-River | PP | Germany | 3.298 |  | 1945 |  |  | 50.6145 | 11.4478 | [5 empty] | MASTR: MASTR-SEE948851382060, MASTR-SEE971797699879
85163 | Lm Wasser | Hydro | Run-Of-River | PP | Germany | 0.19 |  | 1999 |  |  | 47.8467 | 12.166 | [5 empty] | MASTR: MASTR-SEE975336477836
85192 | Lobental | Hydro | Run-Of-River | PP | Germany | 0.957 |  | 1974 |  |  | 47.5977 | 10.8416 | [5 empty] | MASTR: MASTR-SEE919343989128
85193 | Lobental | Hydro | Run-Of-River | PP | Germany | 0.87 |  | 1974 |  |  | 47.5938 | 10.8456 | [5 empty] | MASTR: MASTR-SEE946384503259
85207 | Lochbach | Hydro | Run-Of-River | PP | Germany | 0.118 |  | 1986 |  |  | 48.2976 | 10.9079 | [5 empty] | MASTR: MASTR-SEE962231185072
85208 | Lochbach | Hydro | Run-Of-River | PP | Germany | 0.12 |  | 1987 |  |  | 48.3333 | 10.9122 | [5 empty] | MASTR: MASTR-SEE941875022370
85209 | Lochbach Os | Hydro | Run-Of-River | PP | Germany | 0.16 |  | 1983 |  |  | 48.2377 | 10.9241 | [5 empty] | MASTR: MASTR-SEE911416839057
85365 | Lohmuhle | Hydro | Run-Of-River | PP | Germany | 0.177 |  | 1900 |  |  | 48.4435 | 8.7986 | [5 empty] | MASTR: MASTR-SEE998895741408
85392 | Loisachkraftwerk Kv | Hydro | Run-Of-River | PP | Germany | 0.35 |  | 2011 |  |  | 47.4875 | 11.0654 | [5 empty] | MASTR: MASTR-SEE947350729581
85397 | Loizersdorf Wasserkraft | Hydro | Run-Of-River | PP | Germany | 0.2675 |  | 1923 |  |  | 48.7374 | 13.4751 | [5 empty] | MASTR: MASTR-SEE949571645008
85710 | Luisenfels | Hydro | Run-Of-River | PP | Germany | 0.272 |  | 1959 |  |  | 48.9093 | 13.3581 | [5 empty] | MASTR: MASTR-SEE970046672137
85743 | Lunzenau | Hydro | Run-Of-River | PP | Germany | 0.375 |  | 1996 |  |  | 50.9594 | 12.7555 | [5 empty] | MASTR: MASTR-SEE942893315239
85745 | Lunzenau | Hydro | Run-Of-River | PP | Germany | 0.375 |  | 1996 |  |  | 50.9594 | 12.7555 | [5 empty] | MASTR: MASTR-SEE907490044098
85849 | Lw Bad Abbach Rmd | Hydro | Run-Of-River | PP | Germany | 6.4 |  | 1978 |  |  | 48.9259 | 12.0129 | [5 empty] | MASTR: MASTR-SEE920333592006, MASTR-SEE983609692084
85850 | Lw Dietfurt Rmd | Hydro | Run-Of-River | PP | Germany | 0.5 |  | 1991 |  |  | 49.0254 | 11.5722 | [5 empty] | MASTR: MASTR-SEE911188364450
85856 | Lw Ottendorf Rmd | Hydro | Run-Of-River | PP | Germany | 6.3 |  | 1962 |  |  | 50.0155 | 10.3793 | [5 empty] | MASTR: MASTR-SEE914184029613, MASTR-SEE934892683617
85859 | Lw Tw Abbach Rmd | Hydro | Run-Of-River | PP | Germany | 3.5 |  | 2000 |  |  | 48.945 | 12.0188 | [5 empty] | MASTR: MASTR-SEE914815331221
85863 | Lwkw Bockeloh | Hydro | Run-Of-River | PP | Germany | 0.65 |  | 1925 |  |  | 51.2549 | 7.8008 | [5 empty] | MASTR: MASTR-SEE975533131173
85864 | Lwkw Bockeloh | Hydro | Run-Of-River | PP | Germany | 0.65 |  | 1925 |  |  | 51.255 | 7.801 | [5 empty] | MASTR: MASTR-SEE951744353610
85865 | Lwkw Bockeloh | Hydro | Run-Of-River | PP | Germany | 0.65 |  | 1925 |  |  | 51.255 | 7.801 | [5 empty] | MASTR: MASTR-SEE988754784493
85866 | Lwkw Siesel | Hydro | Run-Of-River | PP | Germany | 0.6 |  | 1921 |  |  | 51.2247 | 7.9021 | [5 empty] | MASTR: MASTR-SEE962263900216
85867 | Lwkw Siesel | Hydro | Run-Of-River | PP | Germany | 0.6 |  | 1921 |  |  | 51.2247 | 7.9021 | [5 empty] | MASTR: MASTR-SEE995280425585
85868 | Lwkw Siesel | Hydro | Run-Of-River | PP | Germany | 0.6 |  | 1921 |  |  | 51.2247 | 7.902 | [5 empty] | MASTR: MASTR-SEE925156347260
85869 | Lwkw Wilhelmsthal | Hydro | Run-Of-River | PP | Germany | 0.3 |  | 1927 |  |  | 51.2674 | 7.7247 | [5 empty] | MASTR: MASTR-SEE916649462744
85870 | Lwkw Wilhelmsthal | Hydro | Run-Of-River | PP | Germany | 0.3 |  | 1927 |  |  | 51.2674 | 7.7247 | [5 empty] | MASTR: MASTR-SEE906061430711
85871 | Lwkw Wilhelmsthal | Hydro | Run-Of-River | PP | Germany | 0.6 |  | 1927 |  |  | 51.2674 | 7.7247 | [5 empty] | MASTR: MASTR-SEE936708191217
86058 | Maiermuhle | Hydro | Run-Of-River | PP | Germany | 0.159 |  | 2011 |  |  | 48.0513 | 10.8751 | [5 empty] | MASTR: MASTR-SEE992698915950
86182 | Mambach Gi | Hydro | Run-Of-River | PP | Germany | 0.39 |  | 1900 |  |  | 47.7306 | 7.8789 | [5 empty] | MASTR: MASTR-SEE991040503814
86183 | Mambach Gii | Hydro | Run-Of-River | PP | Germany | 0.64 |  | 1900 |  |  | 47.7306 | 7.8789 | [5 empty] | MASTR: MASTR-SEE907962114601
86547 | Marbach | Hydro | Run-Of-River | PP | Germany | 0.47 |  | 2018 |  |  | 50.7853 | 13.158 | [5 empty] | MASTR: MASTR-SEE932718889571
86548 | Marbach | Hydro | Run-Of-River | PP | Germany | 0.17 |  | 2018 |  |  | 50.7853 | 13.158 | [5 empty] | MASTR: MASTR-SEE923581203151
86594 | Marienthal | Hydro | Run-Of-River | PP | Germany | 0.718 |  | 1992 |  |  | 49.046 | 12.995 | [5 empty] | MASTR: MASTR-SEE954239934271
86685 | Marktbreit | Hydro | Run-Of-River | PP | Germany | 2.1 |  | 1955 |  |  | 49.6661 | 10.1246 | [5 empty] | MASTR: MASTR-SEE906209130107, MASTR-SEE931844300899
86700 | Marktmuhle Eichendorf | Hydro | Run-Of-River | PP | Germany | 0.175 |  | 2000 |  |  | 48.634 | 12.85 | [5 empty] | MASTR: MASTR-SEE939610297480
86759 | Marstetten Aitrach | Hydro | Run-Of-River | PP | Germany | 0.83 |  | 2000 |  |  | 47.9466 | 10.0825 | [5 empty] | MASTR: MASTR-SEE982408544907
86814 | Maschine | Hydro | Run-Of-River | PP | Germany | 0.485 |  | 1926 |  |  | 48.5358 | 9.1325 | [5 empty] | MASTR: MASTR-SEE906130992508
86815 | Maschine | Hydro | Run-Of-River | PP | Germany | 0.125 |  | 2000 |  |  | 49.2395 | 9.2516 | [5 empty] | MASTR: MASTR-SEE945234137149
86816 | Maschine | Hydro | Reservoir | PP | Germany | 1.25 |  | 1926 |  | 2019 | 48.5358 | 9.1325 | [5 empty] | MASTR: MASTR-SEE980896063863
86817 | Maschine | Hydro | Run-Of-River | PP | Germany | 0.3 |  | 1998 |  |  | 47.7787 | 11.7808 | [5 empty] | MASTR: MASTR-SEE999954395488
86818 | Maschine | Hydro | Run-Of-River | PP | Germany | 0.485 |  | 1926 |  |  | 48.5358 | 9.1325 | [5 empty] | MASTR: MASTR-SEE956847100185
86819 | Maschine | Hydro | Run-Of-River | PP | Germany | 0.3 |  | 1998 |  |  | 47.7787 | 11.7808 | [5 empty] | MASTR: MASTR-SEE923271290744
86820 | Maschine | Hydro | Run-Of-River | PP | Germany | 0.294 |  | 2000 |  |  | 49.237 | 9.362 | [5 empty] | MASTR: MASTR-SEE981409037807
86821 | Maschine | Hydro | Run-Of-River | PP | Germany | 0.125 |  | 2000 |  |  | 49.2395 | 9.2516 | [5 empty] | MASTR: MASTR-SEE909264064158
86822 | Maschine | Hydro | Run-Of-River | PP | Germany | 0.375 |  | 2015 |  |  | 50.5478 | 8.427 | [5 empty] | MASTR: MASTR-SEE997214192587
86823 | Maschine | Hydro | Run-Of-River | PP | Germany | 0.164 |  | 2000 |  |  | 49.237 | 9.362 | [5 empty] | MASTR: MASTR-SEE918180289347
86824 | Maschine | Hydro | Run-Of-River | PP | Germany | 0.3 |  | 1998 |  |  | 47.7787 | 11.7808 | [5 empty] | MASTR: MASTR-SEE980697925803
86825 | Maschine | Hydro | Run-Of-River | PP | Germany | 0.118 |  | 2000 |  |  | 49.237 | 9.362 | [5 empty] | MASTR: MASTR-SEE962589754302
87085 | Maulburg | Hydro | Run-Of-River | PP | Germany | 0.178 |  | 2018 |  |  | 47.6474 | 7.7725 | [5 empty] | MASTR: MASTR-SEE965256919820
87086 | Maulburg | Hydro | Run-Of-River | PP | Germany | 0.354 |  | 1998 |  |  | 47.647 | 7.7801 | [5 empty] | MASTR: MASTR-SEE923385204811
87087 | Maumuhle | Hydro | Run-Of-River | PP | Germany | 0.13 |  | 1938 |  |  | 48.2799 | 12.5718 | [5 empty] | MASTR: MASTR-SEE974999565171
87097 | Mauthaus | Hydro | Reservoir | PP | Germany | 0.127 |  | 1973 |  | 2020 | 50.3223 | 11.4898 | [5 empty] | MASTR: MASTR-SEE953676490746
87098 | Mauthaus | Hydro | Reservoir | PP | Germany | 0.256 |  | 1973 |  | 2020 | 50.3223 | 11.4898 | [5 empty] | MASTR: MASTR-SEE915214647951
87147 | Maxhutte | Hydro | Run-Of-River | PP | Germany | 0.12 |  | 1970 |  |  | 47.7955 | 12.5882 | [5 empty] | MASTR: MASTR-SEE978705946148
87560 | Meinsberg | Hydro | Run-Of-River | PP | Germany | 0.4 |  | 1999 |  |  | 51.0919 | 13.0307 | [5 empty] | MASTR: MASTR-SEE984515449991
87561 | Meinsberg | Hydro | Run-Of-River | PP | Germany | 0.4 |  | 1999 |  |  | 51.0919 | 13.0307 | [5 empty] | MASTR: MASTR-SEE925860731676
87562 | Meinsberg | Hydro | Run-Of-River | PP | Germany | 0.4 |  | 1999 |  |  | 51.0919 | 13.0307 | [5 empty] | MASTR: MASTR-SEE983474965986
87702 | Merkenbach | Hydro | Reservoir | PP | Germany | 1.5 |  | 1929 |  |  | 50.6607 | 8.3176 | [5 empty] | MASTR: MASTR-SEE966870188975
87890 | Mettinger Strasse | Hydro | Run-Of-River | PP | Germany | 0.11 |  | 1984 |  |  | 48.7431 | 9.2993 | [5 empty] | MASTR: MASTR-SEE909141658685
87892 | Mettlach Maschine | Hydro | Run-Of-River | PP | Germany | 6.5 |  | 1984 |  |  | 49.4916 | 6.5823 | [5 empty] | MASTR: MASTR-SEE950135068416, MASTR-SEE964590313721
87920 | Meuschauer Muhle | Hydro | Run-Of-River | PP | Germany | 0.5 |  | 2012 |  |  | 51.36 | 12.0033 | [5 empty] | MASTR: MASTR-SEE916698830617
88363 | Mittlere Anlage | Hydro | Run-Of-River | PP | Germany | 0.15 |  | 2012 |  | 2023 | 51.4889 | 7.9993 | [5 empty] | MASTR: MASTR-SEE926046728343
88684 | Mohne Nkw | Hydro | Reservoir | PP | Germany | 0.32 |  | 1953 |  |  | 51.4904 | 8.0543 | [5 empty] | MASTR: MASTR-SEE966308327617
88685 | Mohne Nkw | Hydro | Reservoir | PP | Germany | 0.32 |  | 1953 |  |  | 51.491 | 8.0542 | [5 empty] | MASTR: MASTR-SEE951529508723
89264 | Moving Kg Wasserkraftanlage Obere Saege | Hydro | Run-Of-River | PP | Germany | 0.175 |  | 2006 |  |  | 48.2902 | 8.344 | [5 empty] | MASTR: MASTR-SEE958998027212
89519 | Muehle Wetterzeube | Hydro | Run-Of-River | PP | Germany | 0.32 |  | 1997 |  |  | 51.0047 | 12.0142 | [5 empty] | MASTR: MASTR-SEE944367810486
89520 | Muehlenstr Gross | Hydro | Run-Of-River | PP | Germany | 0.14 |  | 2012 |  |  | 51.4088 | 8.0542 | [5 empty] | MASTR: MASTR-SEE945060752899
89521 | Muehlenstr Klein | Hydro | Run-Of-River | PP | Germany | 0.1 |  | 2012 |  |  | 51.4088 | 8.0542 | [5 empty] | MASTR: MASTR-SEE974393983229
89524 | Muffat | Hydro | Run-Of-River | PP | Germany | 0.38 |  | 2005 |  |  | 48.1362 | 11.5708 | [5 empty] | MASTR: MASTR-SEE958696384198
89537 | Muhlau | Hydro | Run-Of-River | PP | Germany | 0.13 |  | 2015 |  |  | 47.7255 | 12.407 | [5 empty] | MASTR: MASTR-SEE902636100645
89538 | Muhlbach | Hydro | Run-Of-River | PP | Germany | 0.225 |  | 1952 |  |  | 47.7141 | 12.07 | [5 empty] | MASTR: MASTR-SEE971661891941
89539 | Muhlbach | Hydro | Run-Of-River | PP | Germany | 0.202 |  | 2012 |  |  | 51.1072 | 10.4915 | [5 empty] | MASTR: MASTR-SEE958928190023
89540 | Muhlbach | Hydro | Run-Of-River | PP | Germany | 0.448 |  | 1910 |  |  | 47.7173 | 12.0871 | [5 empty] | MASTR: MASTR-SEE941348442780
89559 | Muhle Pratzschwitz | Hydro | Run-Of-River | PP | Germany | 0.11 |  | 1999 |  |  | 50.9677 | 13.9029 | [5 empty] | MASTR: MASTR-SEE962470820697
89560 | Muhle Ringelheim | Hydro | Run-Of-River | PP | Germany | 0.13 |  | 2007 |  |  | 52.0319 | 10.2865 | [5 empty] | MASTR: MASTR-SEE997614067287
89663 | Mumlingkraftwerk Gbr | Hydro | Run-Of-River | PP | Germany | 0.21 |  | 2016 |  |  | 49.8412 | 9.0504 | [5 empty] | MASTR: MASTR-SEE968692736419
89686 | Munchshofen | Hydro | Run-Of-River | PP | Germany | 0.1 |  | 2018 |  |  | 49.2386 | 12.0839 | [5 empty] | MASTR: MASTR-SEE955114865345
89687 | Munchshofen | Hydro | Run-Of-River | PP | Germany | 0.1 |  | 2018 |  |  | 49.2386 | 12.0839 | [5 empty] | MASTR: MASTR-SEE907074735046
89699 | Munsinger Str | Hydro | Run-Of-River | PP | Germany | 0.11 |  | 1930 |  |  | 48.4746 | 9.4096 | [5 empty] | MASTR: MASTR-SEE998534194220
89700 | Munsinger Str | Hydro | Run-Of-River | PP | Germany | 0.11 |  | 1930 |  |  | 48.4746 | 9.4096 | [5 empty] | MASTR: MASTR-SEE965861166381
89708 | Munstermuhle | Hydro | Run-Of-River | PP | Germany | 0.214 |  | 2000 |  |  | 48.9942 | 9.7789 | [5 empty] | MASTR: MASTR-SEE987398598060
90075 | Naturstrom Klingelmuhle Huppmann Jank Gbr | Hydro | Run-Of-River | PP | Germany | 0.29 |  | 2008 |  |  | 48.7562 | 8.34 | [5 empty] | MASTR: MASTR-SEE960199557658
90849 | Neckargmund | Hydro | Run-Of-River | PP | Germany | 2.5 |  | 1930 |  |  | 49.4107 | 8.7775 | [5 empty] | MASTR: MASTR-SEE910627268137
90851 | Neckarkraftwerk Heilbronn | Hydro | Run-Of-River | PP | Germany | 0.8 |  | 1956 |  |  | 49.1451 | 9.2153 | [5 empty] | MASTR: MASTR-SEE981035974828
90852 | Neckarkraftwerk Heilbronn | Hydro | Run-Of-River | PP | Germany | 0.9 |  | 2019 |  |  | 49.145 | 9.2153 | [5 empty] | MASTR: MASTR-SEE944910993901
90854 | Neckarzimmern | Hydro | Run-Of-River | PP | Germany | 3.5 |  | 1935 |  |  | 49.3168 | 9.1324 | [5 empty] | MASTR: MASTR-SEE902383749623
91554 | Neue Hutte Abr | Hydro | Run-Of-River | PP | Germany | 0.468 |  | 1995 |  |  | 50.5016 | 12.8065 | [5 empty] | MASTR: MASTR-SEE913750706262
91813 | Neuhaus | Hydro | Run-Of-River | PP | Germany | 0.24 |  | 2008 |  |  | 50.1132 | 12.1703 | [5 empty] | MASTR: MASTR-SEE968686178010
91901 | Neumuhle | Hydro | Run-Of-River | PP | Germany | 0.165 |  | 2021 |  |  | 48.2503 | 8.3062 | [5 empty] | MASTR: MASTR-SEE922456937368
91903 | Neumuhle | Hydro | Run-Of-River | PP | Germany | 0.165 |  | 2001 |  |  | 48.1418 | 7.7841 | [5 empty] | MASTR: MASTR-SEE958665219704
91905 | Neumuhle Haupt | Hydro | Run-Of-River | PP | Germany | 0.5 |  | 1914 |  |  | 47.7384 | 9.8954 | [5 empty] | MASTR: MASTR-SEE931653381515
91930 | Neurod | Hydro | Run-Of-River | PP | Germany | 0.45 |  | 1994 |  |  | 48.9111 | 8.4531 | [5 empty] | MASTR: MASTR-SEE908525440830
91945 | Neuses | Hydro | Run-Of-River | PP | Germany | 0.16 |  | 2015 |  |  | 49.7751 | 11.023 | [5 empty] | MASTR: MASTR-SEE969726715950
92100 | Nh | Hydro | Run-Of-River | PP | Germany | 0.128 |  | 2011 |  |  | 51.679 | 14.4071 | [5 empty] | MASTR: MASTR-SEE910978879952
92162 | Niederesnse | Hydro | Run-Of-River | PP | Germany | 0.15 |  | 1913 |  |  | 51.4845 | 7.9971 | [5 empty] | MASTR: MASTR-SEE979022940741
92197 | Niedernach | Hydro | Run-Of-River | PP | Germany | 2.2 |  | 1951 |  |  | 47.5848 | 11.3937 | [5 empty] | MASTR: MASTR-SEE998908296567
92210 | Niederschmiedeberg | Hydro | Run-Of-River | PP | Germany | 0.167 |  | 1993 |  |  | 50.591 | 13.128 | [5 empty] | MASTR: MASTR-SEE953996156193
92288 | Niezelgrund | Hydro | Run-Of-River | PP | Germany | 0.215 |  | 1910 |  |  | 50.9952 | 14.0026 | [5 empty] | MASTR: MASTR-SEE956590187259
93558 | Nsa Niederwartha | Hydro | Run-Of-River | PP | Germany | 0.776 |  | 1956 |  |  | 51.09 | 13.609 | [5 empty] | MASTR: MASTR-SEE908303098529
93688 | Nz Maschine | Hydro | Run-Of-River | PP | Germany | 0.132 |  | 1979 |  |  | 48.5238 | 9.352 | [5 empty] | MASTR: MASTR-SEE932143080932
93705 | Oberau | Hydro | Run-Of-River | PP | Germany | 0.35 |  | 1996 |  |  | 50.6368 | 13.0681 | [5 empty] | MASTR: MASTR-SEE959951994138
93706 | Oberbehmer Muhlenwerke | Hydro | Run-Of-River | PP | Germany | 0.11 |  | 2005 |  |  | 52.1867 | 8.6701 | [5 empty] | MASTR: MASTR-SEE967539012808
93708 | Oberberg Psw | Hydro | Pumped Storage | Storage | Germany | 13.22 |  | 1960 |  |  | 48.8571 | 13.0038 | 2.3828 |  |  | 31.5 |  | MASTR: MASTR-SEE926246346859, MASTR-SEE930853098728, MASTR-SEE937801091558, MASTR-SEE970730890311
93709 | Oberberg Psw | Hydro | Pumped Storage | Storage | Germany | 0.5 |  | 2007 |  |  | 48.8591 | 13.0069 | 21 |  |  | 10.5 |  | MASTR: MASTR-SEE943540790294
93736 | Obere Sage | Hydro | Run-Of-River | PP | Germany | 0.315 |  | 2009 |  |  | 48.875 | 13.5746 | [5 empty] | MASTR: MASTR-SEE954228989527
93737 | Oberelchingen | Hydro | Run-Of-River | PP | Germany | 9.345 |  | 1960 |  |  | 48.4392 | 10.1085 | [5 empty] | MASTR: MASTR-SEE923922739561, MASTR-SEE954178233008
93755 | Oberes Werk | Hydro | Run-Of-River | PP | Germany | 0.34 |  | 1991 |  |  | 48.2255 | 8.2222 | [5 empty] | MASTR: MASTR-SEE935578084810
93761 | Oberfohring | Hydro | Run-Of-River | PP | Germany | 0.96 |  | 2008 |  |  | 48.1691 | 11.6178 | [5 empty] | MASTR: MASTR-SEE936561890432
93807 | Obermaubach Maschine | Hydro | Run-Of-River | PP | Germany | 0.65 |  | 1969 |  |  | 50.7159 | 6.4465 | [5 empty] | MASTR: MASTR-SEE923807139165
93816 | Obernau | Hydro | Run-Of-River | PP | Germany | 3.2 |  | 1930 |  |  | 49.9325 | 9.1275 | [5 empty] | MASTR: MASTR-SEE973735100829, MASTR-SEE988003538396
94088 | Offenbach | Hydro | Run-Of-River | PP | Germany | 4.1 |  | 1985 |  |  | 50.1097 | 8.7261 | [5 empty] | MASTR: MASTR-SEE941230688883, MASTR-SEE975181843893
94198 | Oko Strom Gbr | Hydro | Run-Of-River | PP | Germany | 0.28 |  | 2013 |  |  | 51.0727 | 13.0216 | [5 empty] | MASTR: MASTR-SEE977590408847
94199 | Oko Strom Gbr | Hydro | Run-Of-River | PP | Germany | 0.185 |  | 1995 |  |  | 51.073 | 13.022 | [5 empty] | MASTR: MASTR-SEE954299959603
94273 | Oldisleben | Hydro | Run-Of-River | PP | Germany | 0.125 |  | 1997 |  |  | 51.3006 | 11.1733 | [5 empty] | MASTR: MASTR-SEE932171332645
94274 | Oldisleben | Hydro | Run-Of-River | PP | Germany | 0.175 |  | 2017 |  |  | 51.3006 | 11.1733 | [5 empty] | MASTR: MASTR-SEE937852753429
94280 | Olef Maschine | Hydro | Run-Of-River | PP | Germany | 0.875 |  | 1959 |  |  | 50.4966 | 6.4228 | [5 empty] | MASTR: MASTR-SEE944087634317
94281 | Olef Maschine | Hydro | Run-Of-River | PP | Germany | 0.625 |  | 1959 |  |  | 50.4966 | 6.4228 | [5 empty] | MASTR: MASTR-SEE933915724887
94329 | Omg Wasserkraft | Hydro | Run-Of-River | PP | Germany | 0.1 |  | 2016 |  |  | 51.144 | 14.9938 | [5 empty] | MASTR: MASTR-SEE984525770412
94594 | Osterbachtal | Hydro | Run-Of-River | PP | Germany | 0.385 |  | 1958 |  |  | 48.7443 | 13.5464 | [5 empty] | MASTR: MASTR-SEE979587648199
94787 | Outokumpu Dahlerbruck Wasserturbine Kva | Hydro | Run-Of-River | PP | Germany | 0.19 |  | 1922 |  |  | 51.2581 | 7.5191 | [5 empty] | MASTR: MASTR-SEE925038094602
94788 | Outokumpu Dahlerbruck Wasserturbine Kva | Hydro | Run-Of-River | PP | Germany | 0.1 |  | 1922 |  |  | 51.2581 | 7.5191 | [5 empty] | MASTR: MASTR-SEE975122491251
95228 | Palzem | Hydro | Run-Of-River | PP | Germany | 4.5 |  | 1964 |  |  | 49.5659 | 6.3719 | [5 empty] | MASTR: MASTR-SEE932789982829
95272 | Papierfabrik | Hydro | Run-Of-River | PP | Germany | 0.45 |  | 1993 |  |  | 51.7946 | 11.7317 | [5 empty] | MASTR: MASTR-SEE906119896209
95273 | Papierfabrik | Hydro | Run-Of-River | PP | Germany | 0.5 |  | 1993 |  |  | 51.7946 | 11.7317 | [5 empty] | MASTR: MASTR-SEE926166900865
95274 | Papierfabrik | Hydro | Run-Of-River | PP | Germany | 0.5 |  | 1993 |  |  | 51.7946 | 11.7317 | [5 empty] | MASTR: MASTR-SEE982127256884
95275 | Papierfabrik Limmritz | Hydro | Run-Of-River | PP | Germany | 0.838 |  | 1995 |  |  | 51.1148 | 13.0457 | [5 empty] | MASTR: MASTR-SEE904584025728
95276 | Papierfabrik Links | Hydro | Run-Of-River | PP | Germany | 0.132 |  | 2011 |  |  | 47.8827 | 9.6444 | [5 empty] | MASTR: MASTR-SEE923668094986
95277 | Papierfabrik Rechts | Hydro | Run-Of-River | PP | Germany | 0.315 |  | 2011 |  |  | 47.8827 | 9.6444 | [5 empty] | MASTR: MASTR-SEE999669542351
95431 | Partnach Werk | Hydro | Run-Of-River | PP | Germany | 0.407 |  | 1900 |  |  | 47.4736 | 11.1164 | [5 empty] | MASTR: MASTR-SEE963830553873
95432 | Partnach Werk | Hydro | Run-Of-River | PP | Germany | 0.346 |  | 1940 |  |  | 47.4736 | 11.1164 | [5 empty] | MASTR: MASTR-SEE991872438810
95823 | Pat Rs | Hydro | Run-Of-River | PP | Germany | 0.125 |  | 2012 |  |  | 48.6813 | 9.1444 | [5 empty] | MASTR: MASTR-SEE951718824092
95854 | Paulisage | Hydro | Run-Of-River | PP | Germany | 0.25 |  | 2010 |  |  | 49.0087 | 13.2026 | [5 empty] | MASTR: MASTR-SEE900643058584
96252 | Pflegelberg | Hydro | Run-Of-River | PP | Germany | 0.26 |  | 1988 |  |  | 47.6608 | 9.7406 | [5 empty] | MASTR: MASTR-SEE935800531983
96270 | Pfrombach | Hydro | Run-Of-River | PP | Germany | 0.2 |  | 1929 |  |  | 48.4417 | 11.9922 | [5 empty] | MASTR: MASTR-SEE966014390042
96271 | Pfrombach | Hydro | Run-Of-River | PP | Germany | 0.2 |  | 1929 |  |  | 48.4417 | 11.9922 | [5 empty] | MASTR: MASTR-SEE913336549115
97870 | Pitzling Pr Af | Hydro | Run-Of-River | PP | Germany | 7.8 |  | 1944 |  |  | 48.0092 | 10.8764 | [5 empty] | MASTR: MASTR-SEE913070705747, MASTR-SEE918418425370, MASTR-SEE920841603935, MASTR-SEE953875897209, MASTR-SEE965436607783, MASTR-SEE990579437850
97983 | Plecher Consult Wkw | Hydro | Run-Of-River | PP | Germany | 0.135 |  | 1997 |  |  | 50.5132 | 12.7745 | [5 empty] | MASTR: MASTR-SEE930069913525
97985 | Pleinfeld | Hydro | Run-Of-River | PP | Germany | 0.68 |  | 1973 |  |  | 49.0906 | 10.9893 | [5 empty] | MASTR: MASTR-SEE954344300923
98157 | Postmunster | Hydro | Reservoir | PP | Germany | 0.3 |  | 1972 |  |  | 48.4218 | 12.9002 | [5 empty] | MASTR: MASTR-SEE973090475051
98267 | Praterkraftwerk | Hydro | Run-Of-River | PP | Germany | 2.5 |  | 2010 |  |  | 48.1377 | 11.5911 | [5 empty] | MASTR: MASTR-SEE950590148739
98349 | Priemsmuehle | Hydro | Run-Of-River | PP | Germany | 0.664 |  | 1994 |  |  | 50.7961 | 13.1434 | [5 empty] | MASTR: MASTR-SEE972674016727
98588 | Proviantbach | Hydro | Run-Of-River | PP | Germany | 0.82 |  | 1921 |  |  | 48.384 | 10.9004 | [5 empty] | MASTR: MASTR-SEE974627058587
98589 | Proviantbach | Hydro | Run-Of-River | PP | Germany | 0.45 |  | 1977 |  |  | 48.3723 | 10.916 | [5 empty] | MASTR: MASTR-SEE956859624426
98590 | Proviantbach | Hydro | Run-Of-River | PP | Germany | 0.35 |  | 1986 |  |  | 48.3655 | 10.9256 | [5 empty] | MASTR: MASTR-SEE933083763565
98750 | Pskw Kirchentellinsfurt | Hydro | Pumped Storage | Storage | Germany | 1.25 |  | 1926 |  | 2019 | 48.5452 | 9.1385 | 17.2496 |  |  | 21.562 |  | MASTR: MASTR-SEE949701129095
98902 | Pt Francis | Hydro | Run-Of-River | PP | Germany | 0.25 |  | 1982 |  |  | 50.8392 | 10.0024 | [5 empty] | MASTR: MASTR-SEE962237542381
98903 | Pt Kaplan | Hydro | Run-Of-River | PP | Germany | 0.3 |  | 2005 |  |  | 50.8392 | 10.0024 | [5 empty] | MASTR: MASTR-SEE951832292081
98931 | Pullach | Hydro | Run-Of-River | PP | Germany | 4.1 |  | 1904 |  |  | 48.054 | 11.5232 | [5 empty] | MASTR: MASTR-SEE950442426213, MASTR-SEE967321278092, MASTR-SEE977817022917, MASTR-SEE996547660190
99014 | Pumpe Als Turbine Sulzfeld | Hydro | Run-Of-River | PP | Germany | 0.172 |  | 2020 |  |  | 49.7008 | 10.1223 | [5 empty] | MASTR: MASTR-SEE954825077528
122926 | Randel Hintermair Wasserkraft Ohg | Hydro | Run-Of-River | PP | Germany | 0.33 |  | 2010 |  |  | 47.5809 | 10.545 | [5 empty] | MASTR: MASTR-SEE965324117714
122927 | Randersacker | Hydro | Run-Of-River | PP | Germany | 2.2 |  | 2011 |  |  | 49.753 | 9.9793 | [5 empty] | MASTR: MASTR-SEE951454599278, MASTR-SEE973911109639
123018 | Rauen | Hydro | Run-Of-River | PP | Germany | 0.45 |  | 2025 |  |  | 50.7348 | 13.1977 | [5 empty] | MASTR: MASTR-SEE988568038096
123151 | Rechts | Hydro | Run-Of-River | PP | Germany | 0.33 |  | 1926 |  |  | 48.5536 | 9.2 | [5 empty] | MASTR: MASTR-SEE920970705005
123233 | Regensburg | Hydro | Run-Of-River | PP | Germany | 9.5 |  | 1977 |  |  | 49.0277 | 12.0763 | [5 empty] | MASTR: MASTR-SEE949835412094, MASTR-SEE954055722441, MASTR-SEE987595269732
123277 | Rehlingen Maschine | Hydro | Run-Of-River | PP | Germany | 4.5 |  | 1982 |  |  | 49.3738 | 6.6992 | [5 empty] | MASTR: MASTR-SEE957410090674, MASTR-SEE973130941546
123404 | Reiselsberg | Hydro | Run-Of-River | PP | Germany | 0.174 |  | 1974 |  |  | 47.5999 | 10.8412 | [5 empty] | MASTR: MASTR-SEE919271223578
123406 | Reismuhle Wasserkraft Anlage Gauting | Hydro | Run-Of-River | PP | Germany | 0.111 |  | 2010 |  |  | 48.0559 | 11.3742 | [5 empty] | MASTR: MASTR-SEE901880421230
123409 | Reit | Hydro | Run-Of-River | PP | Germany | 0.25 |  | 2024 |  |  | 48.178 | 12.3846 | [5 empty] | MASTR: MASTR-SEE980587912661
123755 | Remse | Hydro | Run-Of-River | PP | Germany | 0.17 |  | 2004 |  |  | 50.8516 | 12.5643 | [5 empty] | MASTR: MASTR-SEE974562001785
123861 | Restwasserkraftanlage Opfingen | Hydro | Run-Of-River | PP | Germany | 0.12 |  | 2025 |  |  | 48.2845 | 9.8029 | [5 empty] | MASTR: MASTR-SEE901721465997
123862 | Restwasserkraftwerk | Hydro | Run-Of-River | PP | Germany | 0.11 |  | 2014 |  |  | 47.5277 | 11.1175 | [5 empty] | MASTR: MASTR-SEE971560590020
123863 | Restwasserkraftwerk | Hydro | Run-Of-River | PP | Germany | 0.7 |  | 2013 |  |  | 48.0365 | 10.6385 | [5 empty] | MASTR: MASTR-SEE921021169531
123864 | Restwasserkraftwerk Hinterstein Zuse | Hydro | Run-Of-River | PP | Germany | 0.115 |  | 2020 |  |  | 47.4833 | 10.3899 | [5 empty] | MASTR: MASTR-SEE929894813858
123865 | Restwasserkraftwerk Saalachsee | Hydro | Run-Of-River | PP | Germany | 0.6 |  | 2005 |  |  | 47.7121 | 12.8653 | [5 empty] | MASTR: MASTR-SEE914934826363
123866 | Restwasserschnecke Schwitten Hauptwehr | Hydro | Run-Of-River | PP | Germany | 0.1187 |  | 2023 |  |  | 51.4684 | 7.7947 | [5 empty] | MASTR: MASTR-SEE982415168813
123908 | Reuschenberger Muhle | Hydro | Run-Of-River | PP | Germany | 0.45 |  | 1981 |  |  | 51.0566 | 6.9758 | [5 empty] | MASTR: MASTR-SEE981438293694
124053 | Rheinhafen Dampfkraftwerk Rdk Wasserturbine | Hydro |  | PP | Germany | 1.8 |  | 2014 |  |  | 49.0135 | 8.3052 | [5 empty] | MASTR: MASTR-SEE901752522324
124088 | Rhod | Hydro | Run-Of-River | PP | Germany | 0.125 |  | 1998 |  |  | 48.1806 | 8.615 | [5 empty] | MASTR: MASTR-SEE972769523529
124092 | Rhume Northeim | Hydro | Run-Of-River | PP | Germany | 0.65 |  | 2020 |  |  | 51.7112 | 10.0077 | [5 empty] | MASTR: MASTR-SEE981696591686
124128 | Rie | Hydro | Run-Of-River | PP | Germany | 0.315 |  | 1992 |  |  | 48.5019 | 10.1725 | [5 empty] | MASTR: MASTR-SEE929925188832
124143 | Riedenburg Psw | Hydro | Reservoir | PP | Germany | 4 |  | 1987 |  |  | 48.9741 | 11.6886 | [5 empty] | MASTR: MASTR-SEE950427721036
124144 | Riedinger | Hydro | Run-Of-River | PP | Germany | 0.75 |  | 1921 |  |  | 48.3864 | 10.891 | [5 empty] | MASTR: MASTR-SEE936765017215
124145 | Riedinger | Hydro | Run-Of-River | PP | Germany | 0.57 |  | 1921 |  |  | 48.3864 | 10.891 | [5 empty] | MASTR: MASTR-SEE962419118229
124324 | Rki Kehl | Hydro | Run-Of-River | PP | Germany | 1.36 |  | 2009 |  |  | 48.5464 | 7.8072 | [5 empty] | MASTR: MASTR-SEE959257013229
124343 | Rmd | Hydro | Run-Of-River | PP | Germany | 0.333 |  | 2006 |  |  | 49.6862 | 11.0395 | [5 empty] | MASTR: MASTR-SEE941133424472
124407 | Rockenau | Hydro | Run-Of-River | PP | Germany | 5 |  | 1933 |  |  | 49.4316 | 9.006 | [5 empty] | MASTR: MASTR-SEE940155566344, MASTR-SEE985430056127
124467 | Roggenmuhle | Hydro | Run-Of-River | PP | Germany | 0.1953 |  | 2016 |  |  | 52.1991 | 9.9123 | [5 empty] | MASTR: MASTR-SEE911491512753
124765 | Rossbacher Muhle | Hydro | Run-Of-River | PP | Germany | 0.175 |  | 1959 |  |  | 49.579 | 7.6207 | [5 empty] | MASTR: MASTR-SEE933981837825
124815 | Rote Muhle Schlosswald | Hydro | Run-Of-River | PP | Germany | 0.14 |  | 2009 |  |  | 50.5485 | 12.7901 | [5 empty] | MASTR: MASTR-SEE963596002493
124865 | Rothsee | Hydro | Reservoir | PP | Germany | 0.115 |  | 1994 |  |  | 49.213 | 11.1794 | [5 empty] | MASTR: MASTR-SEE998989063959
124866 | Rothsee | Hydro | Run-Of-River | PP | Germany | 0.848 |  | 2013 |  |  | 49.2105 | 11.1847 | [5 empty] | MASTR: MASTR-SEE954835187651
124867 | Rothsee | Hydro | Reservoir | PP | Germany | 0.65 |  | 1994 |  |  | 49.213 | 11.1794 | [5 empty] | MASTR: MASTR-SEE904631698424
124868 | Rothwind | Hydro | Run-Of-River | PP | Germany | 0.125 |  | 2006 |  |  | 50.1106 | 11.3237 | [5 empty] | MASTR: MASTR-SEE905275887601
124869 | Rothwind | Hydro | Run-Of-River | PP | Germany | 0.232 |  | 2006 |  |  | 50.1106 | 11.3237 | [5 empty] | MASTR: MASTR-SEE932154517106
124876 | Rotpower | Hydro | Run-Of-River | PP | Germany | 0.11 |  | 2000 |  |  | 48.2351 | 9.9318 | [5 empty] | MASTR: MASTR-SEE917845937418
124878 | Rott | Hydro | Run-Of-River | PP | Germany | 5 |  | 2004 |  |  | 47.8352 | 12.9939 | [5 empty] | MASTR: MASTR-SEE907807877043
124879 | Rottachsee | Hydro | Reservoir | PP | Germany | 0.45 |  | 1990 |  |  | 47.63 | 10.3658 | [5 empty] | MASTR: MASTR-SEE948773513627
124881 | Rottaler Werk | Hydro | Run-Of-River | PP | Germany | 0.107 |  | 2009 |  |  | 48.4461 | 13.048 | [5 empty] | MASTR: MASTR-SEE904114808937
124886 | Rotteln | Hydro | Run-Of-River | PP | Germany | 0.3 |  | 1980 |  |  | 47.6314 | 7.6644 | [5 empty] | MASTR: MASTR-SEE937114369320
124894 | Rottenacker | Hydro | Run-Of-River | PP | Germany | 1.132 |  | 2007 |  |  | 48.2327 | 9.6914 | [5 empty] | MASTR: MASTR-SEE955164569354
124922 | Rotwiese | Hydro | Run-Of-River | PP | Germany | 0.38 |  | 1983 |  |  | 47.8439 | 7.9739 | [5 empty] | MASTR: MASTR-SEE970025811687
125050 | Ruhland Gbr | Hydro |  | PP | Germany | 0.225 |  | 1958 |  |  | 49.4909 | 12.5162 | [5 empty] | MASTR: MASTR-SEE988655634064
125052 | Ruhlmuhle | Hydro | Run-Of-River | PP | Germany | 0.3 |  | 2003 |  |  | 51.4752 | 14.4734 | [5 empty] | MASTR: MASTR-SEE956418850877
125154 | Rwt | Hydro | Run-Of-River | PP | Germany | 0.165 |  | 2010 |  |  | 50.9518 | 12.764 | [5 empty] | MASTR: MASTR-SEE973055770726
125156 | Ryburg Schworstadt | Hydro | Run-Of-River | PP | Germany | 0.32 |  | 2014 |  |  | 47.5871 | 7.8361 | [5 empty] | MASTR: MASTR-SEE992011460402
125192 | Saalachkraftwerk | Hydro | Run-Of-River | PP | Germany | 12.0585 |  | 1914 |  |  | 47.7182 | 12.8631 | [5 empty] | MASTR: MASTR-SEE901604837408, MASTR-SEE905826160993, MASTR-SEE915246106037, MASTR-SEE935602197158, MASTR-SEE948936460041, MASTR-SEE961245060139, MASTR-SEE967558939506, MASTR-SEE985755138850
125199 | Saalemuhle | Hydro | Run-Of-River | PP | Germany | 0.15 |  | 1993 |  |  | 51.7966 | 11.7347 | [5 empty] | MASTR: MASTR-SEE902434820028
125200 | Saalemuhle | Hydro | Run-Of-River | PP | Germany | 0.5 |  | 1993 |  |  | 51.7966 | 11.7347 | [5 empty] | MASTR: MASTR-SEE946907952205
125201 | Saalemuhle | Hydro | Run-Of-River | PP | Germany | 0.17 |  | 1993 |  |  | 51.7966 | 11.7347 | [5 empty] | MASTR: MASTR-SEE919196070721
125202 | Saalemuhle | Hydro | Run-Of-River | PP | Germany | 0.15 |  | 1993 |  |  | 51.7966 | 11.7347 | [5 empty] | MASTR: MASTR-SEE991433953134
125206 | Saarbrucken Maschine | Hydro | Run-Of-River | PP | Germany | 2.2 |  | 1999 |  |  | 49.2403 | 6.9295 | [5 empty] | MASTR: MASTR-SEE965607171433
125277 | Sage | Hydro | Run-Of-River | PP | Germany | 0.135 |  | 1965 |  |  | 48.4123 | 13.1659 | [5 empty] | MASTR: MASTR-SEE977102582669
125307 | Sah | Hydro | Run-Of-River | PP | Germany | 0.5 |  | 1954 |  |  | 47.7897 | 12.9492 | [5 empty] | MASTR: MASTR-SEE929028230490
125308 | Sah | Hydro | Run-Of-River | PP | Germany | 0.31 |  | 1969 |  |  | 47.7897 | 12.9492 | [5 empty] | MASTR: MASTR-SEE920267188344
125309 | Sah | Hydro | Run-Of-River | PP | Germany | 0.69 |  | 1954 |  |  | 47.7897 | 12.9492 | [5 empty] | MASTR: MASTR-SEE935866789649
125310 | Sah | Hydro | Run-Of-River | PP | Germany | 0.3105 |  | 2020 |  |  | 47.7897 | 12.9492 | [5 empty] | MASTR: MASTR-SEE992871561486
125467 | Sarlach | Hydro | Run-Of-River | PP | Germany | 0.33 |  | 2000 |  |  | 48.6857 | 9.7483 | [5 empty] | MASTR: MASTR-SEE921627580570
125475 | Sarstedt | Hydro | Run-Of-River | PP | Germany | 0.43 |  | 1965 |  |  | 52.2323 | 9.8545 | [5 empty] | MASTR: MASTR-SEE943176572479
125482 | Sassbachmuhle | Hydro | Run-Of-River | PP | Germany | 0.27 |  | 1961 |  |  | 48.717 | 13.581 | [5 empty] | MASTR: MASTR-SEE980097234086
125903 | Saussmuhle Generator | Hydro | Run-Of-River | PP | Germany | 0.45 |  | 1957 |  |  | 48.8196 | 13.5746 | [5 empty] | MASTR: MASTR-SEE915262637065
125926 | Sax Seisenberger Gbr | Hydro | Run-Of-River | PP | Germany | 0.27 |  | 1994 |  |  | 47.576 | 10.518 | [5 empty] | MASTR: MASTR-SEE932959717053
126002 | Sbl | Hydro | Run-Of-River | PP | Germany | 0.779 |  | 1980 |  |  | 48.8021 | 9.418 | [5 empty] | MASTR: MASTR-SEE945210469189
126003 | Sbl | Hydro | Run-Of-River | PP | Germany | 0.10317 |  | 2012 |  |  | 48.8021 | 9.4179 | [5 empty] | MASTR: MASTR-SEE944533818629
126073 | Schachtkraftwerk Dietenheim | Hydro | Run-Of-River | PP | Germany | 0.312 |  | 2021 |  |  | 48.2044 | 10.0835 | [5 empty] | MASTR: MASTR-SEE988010387123
126075 | Schachtturbine | Hydro | Run-Of-River | PP | Germany | 0.16 |  | 1970 |  |  | 51.9866 | 10.3736 | [5 empty] | MASTR: MASTR-SEE943859005317
126095 | Schaffermuhle | Hydro | Run-Of-River | PP | Germany | 0.125 |  | 2010 |  |  | 50.6524 | 13.4026 | [5 empty] | MASTR: MASTR-SEE988655913602
126138 | Schappe | Hydro | Run-Of-River | PP | Germany | 0.357 |  | 1907 |  |  | 47.7111 | 7.8614 | [5 empty] | MASTR: MASTR-SEE935516753679
126159 | Schauerte Stromerzeugung Wka Karlshutte | Hydro | Run-Of-River | PP | Germany | 0.1 |  | 1987 |  |  | 51.1109 | 8.1248 | [5 empty] | MASTR: MASTR-SEE962386774909
126171 | Scheer | Hydro | Run-Of-River | PP | Germany | 0.1944 |  | 2000 |  |  | 48.0702 | 9.2978 | [5 empty] | MASTR: MASTR-SEE901681177596
126205 | Scheidtobelbach | Hydro | Run-Of-River | PP | Germany | 4.882 |  | 2021 |  |  | 47.3404 | 10.2396 | [5 empty] | MASTR: MASTR-SEE986309801299
126260 | Schermuhle | Hydro | Run-Of-River | PP | Germany | 0.132 |  | 1970 |  |  | 48.0877 | 12.569 | [5 empty] | MASTR: MASTR-SEE994928015935
126510 | Schladern Gross | Hydro | Run-Of-River | PP | Germany | 0.48 |  | 2015 |  |  | 50.8044 | 7.5899 | [5 empty] | MASTR: MASTR-SEE997370511789
126511 | Schladern Klein | Hydro | Run-Of-River | PP | Germany | 0.246 |  | 2015 |  |  | 50.8044 | 7.5899 | [5 empty] | MASTR: MASTR-SEE943564807527
126570 | Schleiferei Generator Nord | Hydro | Run-Of-River | PP | Germany | 0.3 |  | 2009 |  |  | 47.8806 | 11.8963 | [5 empty] | MASTR: MASTR-SEE939862646326
126571 | Schleiferei Generator Sud | Hydro | Run-Of-River | PP | Germany | 0.3 |  | 2012 |  |  | 47.8805 | 11.8963 | [5 empty] | MASTR: MASTR-SEE909080596857
126572 | Schleifmuhle Bad Wildbad | Hydro | Run-Of-River | PP | Germany | 0.15 |  | 2010 |  |  | 48.7631 | 8.5554 | [5 empty] | MASTR: MASTR-SEE974932471286
126624 | Schliffgesmuhle | Hydro | Run-Of-River | PP | Germany | 0.17 |  | 2016 |  |  | 49.7871 | 7.6132 | [5 empty] | MASTR: MASTR-SEE968517766126
126649 | Schlossmuhle | Hydro | Run-Of-River | PP | Germany | 0.15 |  | 1996 |  |  | 50.7962 | 13.1429 | [5 empty] | MASTR: MASTR-SEE906850220158
126650 | Schlossmuhle | Hydro | Run-Of-River | PP | Germany | 0.225 |  | 1997 |  |  | 50.9324 | 13.0278 | [5 empty] | MASTR: MASTR-SEE928890163424
126651 | Schlossmuhle | Hydro | Run-Of-River | PP | Germany | 0.2 |  | 1997 |  |  | 50.9324 | 13.0278 | [5 empty] | MASTR: MASTR-SEE953672315111
126652 | Schlossmuhle | Hydro | Run-Of-River | PP | Germany | 0.225 |  | 1997 |  |  | 50.9324 | 13.0278 | [5 empty] | MASTR: MASTR-SEE961010105195
126653 | Schlossmuhle | Hydro | Run-Of-River | PP | Germany | 0.25 |  | 1996 |  |  | 50.7962 | 13.1429 | [5 empty] | MASTR: MASTR-SEE962704625616
126705 | Schmerold | Hydro | Run-Of-River | PP | Germany | 0.45 |  | 1998 |  |  | 47.77 | 11.7631 | [5 empty] | MASTR: MASTR-SEE903425765649
126944 | Schoden Maschine | Hydro | Run-Of-River | PP | Germany | 3.5 |  | 1982 |  |  | 49.6382 | 6.5745 | [5 empty] | MASTR: MASTR-SEE919604603343, MASTR-SEE988972242911
127009 | Schonenbach Wkw | Hydro | Run-Of-River | PP | Germany | 0.1 |  | 1986 |  |  | 47.8421 | 7.93 | [5 empty] | MASTR: MASTR-SEE904163332766
127061 | Schonmuhl | Hydro | Run-Of-River | PP | Germany | 5 |  | 1922 |  |  | 47.744 | 11.4092 | [5 empty] | MASTR: MASTR-SEE934510144209
127333 | Schumacher Turbine | Hydro | Run-Of-River | PP | Germany | 0.235 |  | 1975 |  |  | 47.7518 | 11.741 | [5 empty] | MASTR: MASTR-SEE962595168865
127397 | Schwalbe | Hydro | Run-Of-River | PP | Germany | 0.135 |  | 1924 |  |  | 48.521 | 9.3546 | [5 empty] | MASTR: MASTR-SEE965386672985
127467 | Schwarzwald | Hydro | Run-Of-River | PP | Germany | 0.16 |  | 1920 |  |  | 47.6237 | 8.0877 | [5 empty] | MASTR: MASTR-SEE986251043143
127468 | Schwarzwald | Hydro | Run-Of-River | PP | Germany | 0.15 |  | 1920 |  |  | 47.6237 | 8.0877 | [5 empty] | MASTR: MASTR-SEE953641306669
127474 | Schwedengraben | Hydro | Run-Of-River | PP | Germany | 0.4 |  | 1999 |  |  | 49.7252 | 11.1238 | [5 empty] | MASTR: MASTR-SEE948196292444
127475 | Schwedengraben | Hydro | Run-Of-River | PP | Germany | 0.35 |  | 1999 |  |  | 49.7252 | 11.1238 | [5 empty] | MASTR: MASTR-SEE973320522845
127476 | Schwedengraben | Hydro | Run-Of-River | PP | Germany | 0.32 |  | 1999 |  |  | 49.7252 | 11.1238 | [5 empty] | MASTR: MASTR-SEE971287969864
127569 | Schweinfurt | Hydro | Run-Of-River | PP | Germany | 3.8 |  | 1963 |  |  | 50.0402 | 10.2293 | [5 empty] | MASTR: MASTR-SEE976583275305, MASTR-SEE991413909144
127578 | Schwenningen | Hydro | Run-Of-River | PP | Germany | 8.59 |  | 1983 |  |  | 48.645 | 10.675 | [5 empty] | MASTR: MASTR-SEE920350961595, MASTR-SEE940295005505
128070 | Senden Weberei | Hydro | Run-Of-River | PP | Germany | 0.41 |  | 1996 |  |  | 48.3213 | 10.0381 | [5 empty] | MASTR: MASTR-SEE944894064383
128111 | Senkelbachstrasse | Hydro | Run-Of-River | PP | Germany | 0.377 |  | 2010 |  |  | 48.3776 | 10.8878 | [5 empty] | MASTR: MASTR-SEE970421557851
128348 | Siebenlehn | Hydro | Run-Of-River | PP | Germany | 0.375 |  | 1926 |  | 2020 | 51.0304 | 13.3239 | [5 empty] | MASTR: MASTR-SEE934925655840
128458 | Sigiswang | Hydro | Reservoir | PP | Germany | 0.14 |  | 1919 |  |  | 47.4855 | 10.2311 | [5 empty] | MASTR: MASTR-SEE967036370630
128486 | Silberstrasse | Hydro | Run-Of-River | PP | Germany | 0.32 |  | 1993 |  |  | 50.6614 | 12.5467 | [5 empty] | MASTR: MASTR-SEE954969313162
128607 | Singhamer Muhle | Hydro | Run-Of-River | PP | Germany | 0.245 |  | 1940 |  |  | 48.4147 | 13.1948 | [5 empty] | MASTR: MASTR-SEE990480045496
128699 | Skw Burgkhammer | Hydro | Reservoir | PP | Germany | 2.406 |  | 1932 |  |  | 50.55 | 11.72 | [5 empty] | MASTR: MASTR-SEE934263406685, MASTR-SEE945639527927
128715 | Skw Grossweil | Hydro | Run-Of-River | PP | Germany | 0.478 |  | 2020 |  |  | 47.682 | 11.3002 | [5 empty] | MASTR: MASTR-SEE919130953233
128723 | Skw Hohenwarte | Hydro | Reservoir | PP | Germany | 63.68 |  | 1941 |  |  | 50.61 | 11.49 | [5 empty] | MASTR: MASTR-SEE937356687909, MASTR-SEE955978509164, MASTR-SEE990364668339
128812 | Skw Wisenta | Hydro | Reservoir | PP | Germany | 0.611 |  | 1920 |  |  | 50.57 | 11.71 | [5 empty] | MASTR: MASTR-SEE903925474454
128813 | Skw Wisenta | Hydro | Reservoir | PP | Germany | 0.611 |  | 1920 |  |  | 50.57 | 11.71 | [5 empty] | MASTR: MASTR-SEE946325922439
128814 | Skw Wisenta | Hydro | Reservoir | PP | Germany | 2.7597 |  | 1939 |  |  | 50.57 | 11.71 | [5 empty] | MASTR: MASTR-SEE918010406043, MASTR-SEE946036204770
128818 | Skwe | Hydro | Run-Of-River | PP | Germany | 2.6 |  | 1987 |  |  | 47.7935 | 12.9538 | [5 empty] | MASTR: MASTR-SEE918960474468, MASTR-SEE964833150069
132502 | Sollbachwerk | Hydro | Run-Of-River | PP | Germany | 0.26 |  | 1907 |  |  | 47.7011 | 11.7247 | [5 empty] | MASTR: MASTR-SEE910871771490
132989 | Sp Francis | Hydro | Run-Of-River | PP | Germany | 0.12 |  | 1989 |  |  | 50.0766 | 9.6766 | [5 empty] | MASTR: MASTR-SEE960891762329
133061 | Sp Kaplan | Hydro | Run-Of-River | PP | Germany | 0.32 |  | 1962 |  |  | 50.0766 | 9.6765 | [5 empty] | MASTR: MASTR-SEE974516976466
133645 | Speicherseekraftwerk | Hydro | Run-Of-River | PP | Germany | 0.65 |  | 1951 |  |  | 48.2092 | 11.7045 | [5 empty] | MASTR: MASTR-SEE994087767331
133646 | Speicherseekraftwerk | Hydro | Run-Of-River | PP | Germany | 0.65 |  | 1951 |  |  | 48.2092 | 11.7045 | [5 empty] | MASTR: MASTR-SEE944967839016
133659 | Sperber Pr Af | Hydro | Run-Of-River | PP | Germany | 7.2 |  | 1947 |  |  | 47.8621 | 10.9236 | [5 empty] | MASTR: MASTR-SEE900419589533, MASTR-SEE927287823132, MASTR-SEE948303973549, MASTR-SEE973320889771, MASTR-SEE988199618315, MASTR-SEE993345571505
133665 | Sperrenkraftwerk Wehr | Hydro | Run-Of-River | PP | Germany | 1.2 |  | 2001 |  |  | 47.6523 | 7.9258 | [5 empty] | MASTR: MASTR-SEE907686447658
133703 | Spinnerei Forchheim | Hydro | Run-Of-River | PP | Germany | 0.2 |  | 1968 |  |  | 49.7149 | 11.0934 | [5 empty] | MASTR: MASTR-SEE913063313133
133704 | Spinnerei Forchheim | Hydro | Run-Of-River | PP | Germany | 0.2 |  | 1968 |  |  | 49.7149 | 11.0934 | [5 empty] | MASTR: MASTR-SEE953837858323
133705 | Spinnerei Forchheim | Hydro | Run-Of-River | PP | Germany | 0.1 |  | 2018 |  |  | 49.7149 | 11.0934 | [5 empty] | MASTR: MASTR-SEE955835427464
133723 | Spitzingseeew | Hydro | Run-Of-River | PP | Germany | 0.21 |  | 2009 |  |  | 47.6571 | 11.8863 | [5 empty] | MASTR: MASTR-SEE953591502821
133724 | Spitzingseeew | Hydro | Run-Of-River | PP | Germany | 0.48 |  | 2009 |  |  | 47.6466 | 11.8934 | [5 empty] | MASTR: MASTR-SEE956885605819
133832 | Spree | Hydro | Run-Of-River | PP | Germany | 0.21 |  | 1996 |  | 2024 | 51.3115 | 14.5448 | [5 empty] | MASTR: MASTR-SEE904104181040
133904 | Ss | Hydro | Run-Of-River | PP | Germany | 0.11 |  | 2001 |  |  | 50.7122 | 13.0541 | [5 empty] | MASTR: MASTR-SEE994836834932
133905 | Ss | Hydro | Run-Of-River | PP | Germany | 0.15 |  | 2001 |  |  | 50.7049 | 13.0513 | [5 empty] | MASTR: MASTR-SEE902117439431
133906 | Ss | Hydro | Run-Of-River | PP | Germany | 0.24 |  | 2001 |  |  | 50.7053 | 13.0511 | [5 empty] | MASTR: MASTR-SEE983468335429
133907 | Ss | Hydro | Run-Of-River | PP | Germany | 0.28 |  | 1994 |  |  | 50.7427 | 13.0624 | [5 empty] | MASTR: MASTR-SEE945435322726
133908 | Ss | Hydro | Run-Of-River | PP | Germany | 0.22 |  | 2001 |  |  | 50.7122 | 13.0541 | [5 empty] | MASTR: MASTR-SEE924165602483
134057 | Stadtbach | Hydro | Run-Of-River | PP | Germany | 0.25 |  | 1907 |  |  | 48.384 | 10.8973 | [5 empty] | MASTR: MASTR-SEE914839716691
134058 | Stadtbach | Hydro | Run-Of-River | PP | Germany | 0.25 |  | 1907 |  |  | 48.384 | 10.8974 | [5 empty] | MASTR: MASTR-SEE914974118497
134086 | Stadtmuhle | Hydro | Run-Of-River | PP | Germany | 0.106 |  | 2011 |  |  | 49.2083 | 12.0381 | [5 empty] | MASTR: MASTR-SEE944919130390
134087 | Stadtmuhle Donauworth | Hydro | Run-Of-River | PP | Germany | 0.19 |  | 1901 |  |  | 48.7209 | 10.7746 | [5 empty] | MASTR: MASTR-SEE959066006368
134948 | Stau Und Triebwerksanlage Thusmuhle | Hydro | Run-Of-River | PP | Germany | 0.18 |  | 2006 |  |  | 50.091 | 11.954 | [5 empty] | MASTR: MASTR-SEE950642765686
134954 | Staudach | Hydro | Run-Of-River | PP | Germany | 0.1 |  | 2009 |  |  | 47.7861 | 12.5043 | [5 empty] | MASTR: MASTR-SEE929621092723
135042 | Steinbach | Hydro | Run-Of-River | PP | Germany | 4.2 |  | 1939 |  |  | 50.0129 | 9.6048 | [5 empty] | MASTR: MASTR-SEE953557008725, MASTR-SEE953584327523
135043 | Steinbach | Hydro | Run-Of-River | PP | Germany | 4.925 |  | 1938 |  |  | 47.8951 | 10.141 | [5 empty] | MASTR: MASTR-SEE907206914165, MASTR-SEE967362636714, MASTR-SEE969329179456, MASTR-SEE973631938410
135053 | Steinen Gi | Hydro | Run-Of-River | PP | Germany | 0.415 |  | 1984 |  |  | 47.6445 | 7.7533 | [5 empty] | MASTR: MASTR-SEE956798226019
135054 | Steinen Gii | Hydro | Run-Of-River | PP | Germany | 0.415 |  | 1984 |  |  | 47.6445 | 7.7533 | [5 empty] | MASTR: MASTR-SEE987062773588
135059 | Steinfabrik | Hydro | Run-Of-River | PP | Germany | 0.12 |  | 1992 |  | 2021 | 50.4805 | 12.7453 | [5 empty] | MASTR: MASTR-SEE928882797996
135060 | Steinfabrik | Hydro | Run-Of-River | PP | Germany | 0.18 |  | 1992 |  | 2021 | 50.4805 | 12.7453 | [5 empty] | MASTR: MASTR-SEE927089579985
135164 | Sterr Josef Richard | Hydro | Run-Of-River | PP | Germany | 0.125 |  | 2009 |  |  | 48.7926 | 13.467 | [5 empty] | MASTR: MASTR-SEE934883401794
135165 | Sterzermuhle | Hydro | Run-Of-River | PP | Germany | 0.135 |  | 2018 |  |  | 49.8906 | 10.8875 | [5 empty] | MASTR: MASTR-SEE928573251493
135233 | Stiftsmuhle | Hydro | Run-Of-River | PP | Germany | 0.6 |  | 1930 |  |  | 51.3946 | 7.4377 | [5 empty] | MASTR: MASTR-SEE992175880078
135234 | Stiftsmuhle | Hydro | Run-Of-River | PP | Germany | 0.6 |  | 1930 |  |  | 51.3946 | 7.4377 | [5 empty] | MASTR: MASTR-SEE920658165756
135235 | Stiftsmuhle | Hydro | Run-Of-River | PP | Germany | 0.6 |  | 1930 |  |  | 51.3946 | 7.4377 | [5 empty] | MASTR: MASTR-SEE916455826242
135239 | Stillach | Hydro | Run-Of-River | PP | Germany | 0.185 |  | 1999 |  |  | 47.3892 | 10.2647 | [5 empty] | MASTR: MASTR-SEE934270477791
135608 | Stromerzeugungsgesellschaft Kg | Hydro | Run-Of-River | PP | Germany | 0.232 |  | 1987 |  |  | 50.1761 | 11.2054 | [5 empty] | MASTR: MASTR-SEE985671046215
135609 | Stromerzeugungsgesellschaft Kg | Hydro | Run-Of-River | PP | Germany | 0.286 |  | 2013 |  |  | 50.1333 | 11.2491 | [5 empty] | MASTR: MASTR-SEE932208147839
135610 | Stromerzeugungsgesellschaft Kg | Hydro | Run-Of-River | PP | Germany | 0.136 |  | 2009 |  |  | 50.235 | 11.3791 | [5 empty] | MASTR: MASTR-SEE911153974721
135617 | Stromgenossenschaft | Hydro | Run-Of-River | PP | Germany | 0.305 |  | 1924 |  |  | 48.7402 | 13.5598 | [5 empty] | MASTR: MASTR-SEE969143359324
136106 | Surspeicher | Hydro | Reservoir | PP | Germany | 0.25 |  | 1968 |  |  | 47.8853 | 12.825 | [5 empty] | MASTR: MASTR-SEE935615701700
136170 | Sw | Hydro | Run-Of-River | PP | Germany | 0.185 |  | 2009 |  |  | 49.1118 | 13.1868 | [5 empty] | MASTR: MASTR-SEE986954660678
136172 | Sw | Hydro | Run-Of-River | PP | Germany | 0.805 |  | 2013 |  |  | 49.1117 | 13.1868 | [5 empty] | MASTR: MASTR-SEE930749805898
136175 | Sw Francis | Hydro | Run-Of-River | PP | Germany | 0.125 |  | 1993 |  |  | 50.6905 | 10.3572 | [5 empty] | MASTR: MASTR-SEE984951075884
136176 | Sw Francis | Hydro | Run-Of-River | PP | Germany | 0.11 |  | 1993 |  |  | 50.6905 | 10.3572 | [5 empty] | MASTR: MASTR-SEE961726252923
136182 | Sw Rwt Kaplan | Hydro | Run-Of-River | PP | Germany | 0.12 |  | 2007 |  |  | 50.6864 | 10.3538 | [5 empty] | MASTR: MASTR-SEE998695167194
136263 | Swm Isarwerk | Hydro | Run-Of-River | PP | Germany | 0.63 |  | 2010 |  |  | 48.1068 | 11.552 | [5 empty] | MASTR: MASTR-SEE999756873177
136264 | Swm Isarwerk | Hydro | Run-Of-River | PP | Germany | 0.88 |  | 1907 |  |  | 48.0889 | 11.5456 | [5 empty] | MASTR: MASTR-SEE996525988759
136265 | Swm Isarwerk | Hydro | Run-Of-River | PP | Germany | 0.88 |  | 1907 |  |  | 48.0889 | 11.5456 | [5 empty] | MASTR: MASTR-SEE939662776674
136266 | Swm Isarwerk | Hydro | Run-Of-River | PP | Germany | 3.3 |  | 1979 |  |  | 48.1194 | 11.561 | [5 empty] | MASTR: MASTR-SEE909060573243, MASTR-SEE915714081316
136267 | Swm Isarwerk | Hydro | Run-Of-River | PP | Germany | 0.63 |  | 2010 |  |  | 48.1068 | 11.552 | [5 empty] | MASTR: MASTR-SEE965024467942
136268 | Swm Isarwerk | Hydro | Run-Of-River | PP | Germany | 0.88 |  | 1907 |  |  | 48.0889 | 11.5456 | [5 empty] | MASTR: MASTR-SEE932452441189
136269 | Swm Isarwerk | Hydro | Run-Of-River | PP | Germany | 0.63 |  | 2010 |  |  | 48.1068 | 11.552 | [5 empty] | MASTR: MASTR-SEE922199658681
136270 | Swm Isarwerk | Hydro | Run-Of-River | PP | Germany | 0.63 |  | 2010 |  |  | 48.1068 | 11.552 | [5 empty] | MASTR: MASTR-SEE981996545839
136271 | Swm Leitzach | Hydro | Run-Of-River | PP | Germany | 0.623 |  | 1970 |  |  | 47.874 | 11.871 | [5 empty] | MASTR: MASTR-SEE967433462877
136272 | Swm Leitzach | Hydro | Run-Of-River | PP | Germany | 0.355 |  | 1964 |  |  | 47.8889 | 11.8761 | [5 empty] | MASTR: MASTR-SEE964484750236
136273 | Swm Leitzach | Hydro | Run-Of-River | PP | Germany | 0.355 |  | 1964 |  |  | 47.8889 | 11.8761 | [5 empty] | MASTR: MASTR-SEE976347119609
136274 | Swm Maxwerk | Hydro | Run-Of-River | PP | Germany | 0.41 |  | 1927 |  |  | 48.1384 | 11.5938 | [5 empty] | MASTR: MASTR-SEE981962933509
136282 | Swm Uppenborn | Hydro | Run-Of-River | PP | Germany | 27.5 |  | 1930 |  |  | 48.4933 | 11.9978 | [5 empty] | MASTR: MASTR-SEE920847840785, MASTR-SEE935573961376, MASTR-SEE945785612836, MASTR-SEE963949142524
136339 | Sylvenstein | Hydro | Reservoir | PP | Germany | 6.288 |  | 1959 |  |  | 47.5906 | 11.552 | [5 empty] | MASTR: MASTR-SEE964236871431, MASTR-SEE989291732510
136414 | Tal | Hydro | Run-Of-River | PP | Germany | 0.45 |  | 1974 |  |  | 47.8361 | 9.7728 | [5 empty] | MASTR: MASTR-SEE904166467229
136419 | Talerschachen | Hydro | Run-Of-River | PP | Germany | 0.16 |  | 2001 |  |  | 47.7381 | 9.909 | [5 empty] | MASTR: MASTR-SEE923112900153
136425 | Talmuhle | Hydro | Run-Of-River | PP | Germany | 0.38 |  | 2011 |  |  | 47.9367 | 12.604 | [5 empty] | MASTR: MASTR-SEE920822110759
136591 | Techn | Hydro | Run-Of-River | PP | Germany | 0.17 |  | 1996 |  |  | 51.1309 | 13.0624 | [5 empty] | MASTR: MASTR-SEE999368324760
136827 | Testspeicher | Hydro | Pumped Storage | Storage | Germany | 10 |  | 2017 |  | 2019 | 48.3416 | 11.5156 | 2 |  |  | 20 |  | MASTR: MASTR-SEE900357122236
136899 | Thalmuhl | Hydro | Run-Of-River | PP | Germany | 0.779 |  | 1980 |  |  | 47.7724 | 11.7675 | [5 empty] | MASTR: MASTR-SEE927891186968
137142 | Titisee Neustadt | Hydro | Run-Of-River | PP | Germany | 0.147 |  | 1926 |  | 2023 | 47.9124 | 8.21 | [5 empty] | MASTR: MASTR-SEE953428964570
137159 | Tivolikraftwerk | Hydro | Run-Of-River | PP | Germany | 0.9 |  | 2011 |  |  | 48.1597 | 11.6059 | [5 empty] | MASTR: MASTR-SEE905264002879
137233 | Toging Ms | Hydro | Run-Of-River | PP | Germany | 85.302 |  | 1924 |  | 2022 | 48.2503 | 12.5856 | [5 empty] | MASTR: MASTR-SEE910728541351, MASTR-SEE912578563729, MASTR-SEE934634006773, MASTR-SEE937161881158, MASTR-SEE938858606689, MASTR-SEE942159239255, MASTR-SEE951867433930, MASTR-SEE959613694802, MASTR-SEE959664119668, MASTR-SEE962318991879, MASTR-SEE965312155841, MASTR-SEE969568822243, MASTR-SEE987892423134, MASTR-SEE989323268666
137653 | Triebwerk Gars | Hydro | Run-Of-River | PP | Germany | 5 |  | 2013 |  |  | 48.1529 | 12.3139 | [5 empty] | MASTR: MASTR-SEE946979186225
137654 | Triebwerksanlage Schiettinger | Hydro | Run-Of-River | PP | Germany | 0.17 |  | 2007 |  |  | 49.7899 | 12.1676 | [5 empty] | MASTR: MASTR-SEE919678672276
137663 | Triftkraft | Hydro | Run-Of-River | PP | Germany | 0.2 |  | 2012 |  |  | 47.8627 | 12.6427 | [5 empty] | MASTR: MASTR-SEE980059692916
137824 | Tse | Hydro | Run-Of-River | PP | Germany | 1.7 |  | 1997 |  |  | 50.5301 | 12.6014 | [5 empty] | MASTR: MASTR-SEE972862938909
137869 | Turbine | Hydro | Run-Of-River | PP | Germany | 0.45 |  | 1927 |  |  | 48.5493 | 9.1828 | [5 empty] | MASTR: MASTR-SEE961616105131
137870 | Turbine | Hydro | Run-Of-River | PP | Germany | 0.38 |  | 1989 |  |  | 52.6807 | 9.7044 | [5 empty] | MASTR: MASTR-SEE940967059638
137871 | Turbine | Hydro | Run-Of-River | PP | Germany | 0.185 |  | 1959 |  |  | 48.9684 | 13.121 | [5 empty] | MASTR: MASTR-SEE926158480214
137872 | Turbine | Hydro | Run-Of-River | PP | Germany | 0.38 |  | 1989 |  |  | 52.6807 | 9.7044 | [5 empty] | MASTR: MASTR-SEE912214648407
137874 | Turbine | Hydro | Run-Of-River | PP | Germany | 0.2115 |  | 2002 |  |  | 48.1392 | 8.6272 | [5 empty] | MASTR: MASTR-SEE974181977539
137875 | Turbine | Hydro | Run-Of-River | PP | Germany | 0.207 |  | 1969 |  |  | 47.8104 | 7.936 | [5 empty] | MASTR: MASTR-SEE927468039710
137877 | Turbine | Hydro | Run-Of-River | PP | Germany | 0.38 |  | 1989 |  |  | 52.6807 | 9.7044 | [5 empty] | MASTR: MASTR-SEE991677725559
137878 | Turbine | Hydro | Run-Of-River | PP | Germany | 0.125 |  | 2018 |  |  | 50.5892 | 8.6685 | [5 empty] | MASTR: MASTR-SEE929831089421
137879 | Turbine | Hydro | Run-Of-River | PP | Germany | 0.12 |  | 1986 |  |  | 50.8417 | 9.6799 | [5 empty] | MASTR: MASTR-SEE911171392071
137881 | Turbine | Hydro | Run-Of-River | PP | Germany | 0.16 |  | 2000 |  |  | 51.8374 | 12.2665 | [5 empty] | MASTR: MASTR-SEE928977954174
137884 | Turbine | Hydro | Run-Of-River | PP | Germany | 0.16 |  | 1988 |  |  | 50.4894 | 12.907 | [5 empty] | MASTR: MASTR-SEE941917686270
137886 | Turbine | Hydro | Run-Of-River | PP | Germany | 0.1 |  | 2005 |  |  | 48.3475 | 10.9351 | [5 empty] | MASTR: MASTR-SEE974779309728
137890 | Turbine | Hydro | Run-Of-River | PP | Germany | 0.16 |  | 2000 |  |  | 51.8374 | 12.2665 | [5 empty] | MASTR: MASTR-SEE945698701368
137891 | Turbine | Hydro | Run-Of-River | PP | Germany | 0.1 |  | 2005 |  |  | 48.3475 | 10.9351 | [5 empty] | MASTR: MASTR-SEE954636915620
137892 | Turbine | Hydro | Run-Of-River | PP | Germany | 0.22 |  | 2019 |  |  | 51.1611 | 11.1161 | [5 empty] | MASTR: MASTR-SEE913359942313
137894 | Turbine | Hydro | Run-Of-River | PP | Germany | 0.16 |  | 2016 |  |  | 50.7842 | 13.0843 | [5 empty] | MASTR: MASTR-SEE926651876309
137896 | Turbine | Hydro | Run-Of-River | PP | Germany | 0.45 |  | 1927 |  |  | 48.5493 | 9.1828 | [5 empty] | MASTR: MASTR-SEE911931776813
137897 | Turbine | Hydro | Run-Of-River | PP | Germany | 0.2 |  | 2006 |  |  | 50.983 | 12.9937 | [5 empty] | MASTR: MASTR-SEE928334601130
137901 | Turbine | Hydro | Run-Of-River | PP | Germany | 0.25 |  | 2006 |  |  | 50.983 | 12.9937 | [5 empty] | MASTR: MASTR-SEE927104722709
137903 | Turbine | Hydro | Run-Of-River | PP | Germany | 0.115 |  | 1935 |  |  | 47.5237 | 10.2781 | [5 empty] | MASTR: MASTR-SEE905470295461
137905 | Turbine | Hydro | Run-Of-River | PP | Germany | 0.132 |  | 2008 |  |  | 50.7842 | 13.0843 | [5 empty] | MASTR: MASTR-SEE968379715522
137906 | Turbine | Hydro | Run-Of-River | PP | Germany | 2.2 |  | 1951 |  |  | 48.2552 | 11.4274 | [5 empty] | MASTR: MASTR-SEE958265383348, MASTR-SEE993206709856
137907 | Turbine | Hydro | Run-Of-River | PP | Germany | 0.7 |  | 1953 |  |  | 48.2498 | 11.4006 | [5 empty] | MASTR: MASTR-SEE913460957664
137908 | Turbine | Hydro | Run-Of-River | PP | Germany | 0.35 |  | 1953 |  |  | 48.2498 | 11.4006 | [5 empty] | MASTR: MASTR-SEE991470257707
137910 | Turbine | Hydro | Run-Of-River | PP | Germany | 0.236 |  | 2001 |  |  | 48.5637 | 8.5015 | [5 empty] | MASTR: MASTR-SEE994786955220
137911 | Turbine Altes Walzwerk | Hydro | Run-Of-River | PP | Germany | 0.2 |  | 1986 |  |  | 51.4245 | 7.2885 | [5 empty] | MASTR: MASTR-SEE935864599882
137915 | Turbine Furstenstand | Hydro | Run-Of-River | PP | Germany | 0.121 |  | 1989 |  |  | 48.9689 | 9.1527 | [5 empty] | MASTR: MASTR-SEE926648796986
137917 | Turbine Goppingen | Hydro | Run-Of-River | PP | Germany | 0.25 |  | 1992 |  |  | 48.7039 | 9.6417 | [5 empty] | MASTR: MASTR-SEE955535055035
137918 | Turbine Hammerbach | Hydro | Run-Of-River | PP | Germany | 0.252 |  | 2010 |  |  | 47.7636 | 12.3121 | [5 empty] | MASTR: MASTR-SEE969639564522
137919 | Turbine Hinten | Hydro | Run-Of-River | PP | Germany | 0.25 |  | 1997 |  |  | 47.9036 | 12.6313 | [5 empty] | MASTR: MASTR-SEE929326136869
137920 | Turbine Im Klaranlagen Ablauf | Hydro | Run-Of-River | PP | Germany | 0.109 |  | 2004 |  |  | 51.0716 | 13.6783 | [5 empty] | MASTR: MASTR-SEE986231525782
137921 | Turbine La Km | Hydro | Run-Of-River | PP | Germany | 0.208 |  | 1965 |  |  | 48.5403 | 12.1454 | [5 empty] | MASTR: MASTR-SEE990846009261
137922 | Turbine Muhle | Hydro | Run-Of-River | PP | Germany | 0.145 |  | 1958 |  |  | 51.4245 | 7.2885 | [5 empty] | MASTR: MASTR-SEE903123699062
137923 | Turbine Neues Walzwerk | Hydro | Run-Of-River | PP | Germany | 0.235 |  | 1955 |  |  | 51.4245 | 7.2885 | [5 empty] | MASTR: MASTR-SEE969357787524
137924 | Turbine Obere Kraftstufe | Hydro | Run-Of-River | PP | Germany | 0.24 |  | 1961 |  |  | 47.6383 | 13.0179 | [5 empty] | MASTR: MASTR-SEE996489373370
137925 | Turbine Restwasser | Hydro | Run-Of-River | PP | Germany | 0.11 |  | 2006 |  |  | 50.983 | 12.9937 | [5 empty] | MASTR: MASTR-SEE998851537656
137926 | Turbine Rochlitz | Hydro | Run-Of-River | PP | Germany | 0.25 |  | 1996 |  |  | 51.0449 | 12.795 | [5 empty] | MASTR: MASTR-SEE972250937200
137927 | Turbine Rochlitz | Hydro | Run-Of-River | PP | Germany | 0.25 |  | 1996 |  |  | 51.0449 | 12.795 | [5 empty] | MASTR: MASTR-SEE992952939982
137930 | Turbine Schonau | Hydro | Run-Of-River | PP | Germany | 0.32 |  | 1912 |  |  | 47.7774 | 7.893 | [5 empty] | MASTR: MASTR-SEE957283757858
137931 | Turbine Sichartstrasse | Hydro | Run-Of-River | PP | Germany | 0.14 |  | 1943 |  |  | 49.5086 | 11.2736 | [5 empty] | MASTR: MASTR-SEE964016366966
137932 | Turbine Steinhausen | Hydro | Run-Of-River | PP | Germany | 0.22 |  | 1989 |  |  | 51.5811 | 8.4933 | [5 empty] | MASTR: MASTR-SEE983424598462
137933 | Turbine Tur | Hydro | Run-Of-River | PP | Germany | 0.67 |  | 2009 |  |  | 47.9036 | 12.6313 | [5 empty] | MASTR: MASTR-SEE933141248973
137934 | Turbine Untere Kraftstufe | Hydro | Run-Of-River | PP | Germany | 0.148 |  | 2003 |  |  | 47.6383 | 13.0179 | [5 empty] | MASTR: MASTR-SEE970683703485
137937 | Turbine Wasserkraft | Hydro | Run-Of-River | PP | Germany | 0.17 |  | 2001 |  |  | 51.9015 | 10.4859 | [5 empty] | MASTR: MASTR-SEE996548757653
137938 | Turbine Weh Wwo | Hydro | Run-Of-River | PP | Germany | 0.175 |  | 2013 |  |  | 50.7184 | 6.4477 | [5 empty] | MASTR: MASTR-SEE993672053804
137941 | Turbine Wertheim | Hydro | Run-Of-River | PP | Germany | 0.415 |  | 1992 |  |  | 49.7523 | 9.5192 | [5 empty] | MASTR: MASTR-SEE920064225136
137942 | Turbine Ww Irsch | Hydro | Run-Of-River | PP | Germany | 0.32 |  | 1958 |  |  | 49.7263 | 6.6947 | [5 empty] | MASTR: MASTR-SEE994565883409
137943 | Turbine Ww Irsch | Hydro | Run-Of-River | PP | Germany | 0.32 |  | 1958 |  |  | 49.7263 | 6.6947 | [5 empty] | MASTR: MASTR-SEE920832683625
137945 | Turbinen | Hydro | Run-Of-River | PP | Germany | 0.15 |  | 2001 |  |  | 48.0325 | 8.1164 | [5 empty] | MASTR: MASTR-SEE963130853628
137950 | Turbinen Surmuhle | Hydro | Run-Of-River | PP | Germany | 0.156 |  | 1948 |  |  | 47.8569 | 12.798 | [5 empty] | MASTR: MASTR-SEE919288710009
137951 | Turbinenanlage Kinzigtalsperre Ahl | Hydro | Run-Of-River | PP | Germany | 0.26 |  | 2000 |  |  | 50.3036 | 9.404 | [5 empty] | MASTR: MASTR-SEE975138252488
137965 | Turkheim | Hydro | Run-Of-River | PP | Germany | 0.98 |  | 1996 |  |  | 48.0773 | 10.6567 | [5 empty] | MASTR: MASTR-SEE926165902051
138090 | Tzschelln | Hydro | Run-Of-River | PP | Germany | 0.22 |  | 1999 |  |  | 51.4526 | 14.5062 | [5 empty] | MASTR: MASTR-SEE970479016409
138491 | Unkelmuhle Maschine | Hydro | Run-Of-River | PP | Germany | 0.162 |  | 1923 |  |  | 50.7677 | 7.5004 | [5 empty] | MASTR: MASTR-SEE948224896897
138492 | Unkelmuhle Maschine | Hydro | Run-Of-River | PP | Germany | 0.162 |  | 1923 |  |  | 50.7677 | 7.5004 | [5 empty] | MASTR: MASTR-SEE963906647994
138521 | Untere Mainmuhle Ro | Hydro | Run-Of-River | PP | Germany | 0.3 |  | 2013 |  |  | 49.7934 | 9.9271 | [5 empty] | MASTR: MASTR-SEE934692130984
138522 | Untere Mainmuhle Ro | Hydro | Run-Of-River | PP | Germany | 0.3 |  | 2013 |  |  | 49.7934 | 9.9271 | [5 empty] | MASTR: MASTR-SEE900914644201
138523 | Untere Mainmuhle Ro | Hydro | Run-Of-River | PP | Germany | 0.3 |  | 2013 |  |  | 49.7934 | 9.9271 | [5 empty] | MASTR: MASTR-SEE938215898894
138526 | Untere Schleiferei | Hydro | Run-Of-River | PP | Germany | 0.486 |  | 2022 |  |  | 47.7886 | 11.7872 | [5 empty] | MASTR: MASTR-SEE927300621394
138527 | Untere Schleiferei | Hydro | Run-Of-River | PP | Germany | 0.2 |  | 2009 |  | 2021 | 47.7884 | 11.7872 | [5 empty] | MASTR: MASTR-SEE961235195155
138528 | Untere Schleiferei | Hydro | Run-Of-River | PP | Germany | 0.2 |  | 2009 |  | 2021 | 47.7884 | 11.7872 | [5 empty] | MASTR: MASTR-SEE948939013008
138531 | Untereichen | Hydro | Run-Of-River | PP | Germany | 10 |  | 1931 |  |  | 48.2259 | 10.0828 | [5 empty] | MASTR: MASTR-SEE950208762586, MASTR-SEE968240296907, MASTR-SEE968986286460
138536 | Unteres Werk | Hydro | Run-Of-River | PP | Germany | 0.14 |  | 1991 |  |  | 48.2308 | 8.2215 | [5 empty] | MASTR: MASTR-SEE959592930496
138537 | Unteres Werk | Hydro | Run-Of-River | PP | Germany | 0.4 |  | 2009 |  |  | 48.862 | 13.559 | [5 empty] | MASTR: MASTR-SEE983504254356
138541 | Unterhaiderberg | Hydro | Run-Of-River | PP | Germany | 0.104 |  | 1964 |  |  | 49.169 | 13.118 | [5 empty] | MASTR: MASTR-SEE930001986150
138557 | Unterreichenbach | Hydro | Run-Of-River | PP | Germany | 0.2 |  | 2015 |  |  | 48.8252 | 8.7115 | [5 empty] | MASTR: MASTR-SEE976450302462
138579 | Unterwerk | Hydro | Run-Of-River | PP | Germany | 0.148 |  | 2016 |  |  | 47.873 | 12.6442 | [5 empty] | MASTR: MASTR-SEE930301076056
138580 | Unterwerk | Hydro | Run-Of-River | PP | Germany | 0.137 |  | 2012 |  |  | 47.8656 | 12.6497 | [5 empty] | MASTR: MASTR-SEE969335523120
138610 | Upm Augsburg Wasserkraftanlage Schafflerbach Stadtbach | Hydro | Run-Of-River | PP | Germany | 0.265 |  | 2016 |  |  | 48.3793 | 10.9 | [5 empty] | MASTR: MASTR-SEE996092348246
138664 | Ut | Hydro | Run-Of-River | PP | Germany | 0.12 |  | 1921 |  |  | 49.7359 | 9.518 | [5 empty] | MASTR: MASTR-SEE991752797495
138665 | Ut | Hydro | Run-Of-River | PP | Germany | 0.18 |  | 1921 |  |  | 49.7359 | 9.518 | [5 empty] | MASTR: MASTR-SEE915251496291
138732 | Vacher Muhle | Hydro | Run-Of-River | PP | Germany | 0.3 |  | 1998 |  |  | 49.525 | 10.97 | [5 empty] | MASTR: MASTR-SEE985006681845
138733 | Vacher Muhle | Hydro | Run-Of-River | PP | Germany | 0.18 |  | 1998 |  |  | 49.525 | 10.97 | [5 empty] | MASTR: MASTR-SEE972853056537
138798 | Vc Strom | Hydro | Run-Of-River | PP | Germany | 0.15 |  | 1984 |  |  | 52.0417 | 9.774 | [5 empty] | MASTR: MASTR-SEE953205077035
139057 | Vh Francis | Hydro | Run-Of-River | PP | Germany | 0.22 |  | 1972 |  |  | 48.9274 | 8.9561 | [5 empty] | MASTR: MASTR-SEE950620119883
139058 | Vh Kaplan | Hydro | Run-Of-River | PP | Germany | 0.275 |  | 2016 |  |  | 48.9274 | 8.9561 | [5 empty] | MASTR: MASTR-SEE970358833752
139063 | Victoria Natalia | Hydro | Run-Of-River | PP | Germany | 0.185 |  | 1910 |  |  | 49.3642 | 9.7337 | [5 empty] | MASTR: MASTR-SEE966317716426
139087 | Viereth | Hydro | Run-Of-River | PP | Germany | 6.2 |  | 1983 |  |  | 49.9249 | 10.7875 | [5 empty] | MASTR: MASTR-SEE901119308769, MASTR-SEE903345407018, MASTR-SEE904144531522, MASTR-SEE978220018726
139131 | Villigst Wka Generator Alt | Hydro | Run-Of-River | PP | Germany | 0.88 |  | 2014 |  |  | 51.4409 | 7.5973 | [5 empty] | MASTR: MASTR-SEE994481571145
139132 | Villigst Wka Generator Neu | Hydro | Run-Of-River | PP | Germany | 0.504 |  | 2014 |  |  | 51.4408 | 7.5973 | [5 empty] | MASTR: MASTR-SEE969520157857
139145 | Vilskraftwerk Schweiklberg | Hydro | Run-Of-River | PP | Germany | 0.18 |  | 1991 |  |  | 48.6274 | 13.1772 | [5 empty] | MASTR: MASTR-SEE980190304709
139146 | Vilsmuhle | Hydro | Run-Of-River | PP | Germany | 0.18 |  | 2009 |  |  | 49.1614 | 11.9503 | [5 empty] | MASTR: MASTR-SEE939324831024
139203 | Vkw | Hydro | Run-Of-River | PP | Germany | 0.28 |  | 2001 |  |  | 48.6166 | 13.1692 | [5 empty] | MASTR: MASTR-SEE973398584608
139270 | Vogelmuhle | Hydro | Run-Of-River | PP | Germany | 0.18 |  | 2004 |  |  | 50.7728 | 13.1612 | [5 empty] | MASTR: MASTR-SEE980323282706
139332 | Volkach | Hydro | Run-Of-River | PP | Germany | 1.5 |  | 1957 |  |  | 49.8599 | 10.2202 | [5 empty] | MASTR: MASTR-SEE963175010048
139587 | Vorfluterturbine Wiehltalsperre Pw Auchel | Hydro | Run-Of-River | PP | Germany | 0.2 |  | 1974 |  |  | 50.9328 | 7.665 | [5 empty] | MASTR: MASTR-SEE925231438647
139752 | Wachtelberg | Hydro | Run-Of-River | PP | Germany | 0.344 |  | 2000 |  |  | 48.5381 | 9.4866 | [5 empty] | MASTR: MASTR-SEE995607411413
139784 | Waffenhammer | Hydro | Run-Of-River | PP | Germany | 0.15 |  | 2009 |  |  | 50.4408 | 6.6709 | [5 empty] | MASTR: MASTR-SEE918192308678
139827 | Wak Au | Hydro | Run-Of-River | PP | Germany | 0.175 |  | 2000 |  |  | 50.1647 | 10.0057 | [5 empty] | MASTR: MASTR-SEE938741469766
139828 | Wak Fr | Hydro | Run-Of-River | PP | Germany | 0.133 |  | 1997 |  |  | 47.7259 | 11.2948 | [5 empty] | MASTR: MASTR-SEE961255267078
139829 | Wak Rappbodetalsperre Tw Md | Hydro | Run-Of-River | PP | Germany | 0.921 |  | 1996 |  |  | 51.742 | 10.894 | [5 empty] | MASTR: MASTR-SEE971573284206
139830 | Wak Rappbodetalsperre Ukw Md | Hydro | Run-Of-River | PP | Germany | 4.5 |  | 1970 |  |  | 51.7402 | 10.897 | [5 empty] | MASTR: MASTR-SEE931723719453
139848 | Waldbockelheim | Hydro | Run-Of-River | PP | Germany | 0.4 |  | 2012 |  |  | 49.8033 | 7.735 | [5 empty] | MASTR: MASTR-SEE994684905112
139891 | Waldhausen Auf Der Pulz | Hydro | Reservoir | PP | Germany | 0.139 |  | 2001 |  |  | 47.9311 | 8.4089 | [5 empty] | MASTR: MASTR-SEE992350368247
139910 | Waldmuhle | Hydro | Run-Of-River | PP | Germany | 0.64 |  | 1960 |  |  | 48.9063 | 13.5951 | [5 empty] | MASTR: MASTR-SEE989011425531
139956 | Waldstetten | Hydro | Run-Of-River | PP | Germany | 0.345 |  | 1940 |  |  | 48.348 | 10.3077 | [5 empty] | MASTR: MASTR-SEE941487270084
140008 | Wallstadt | Hydro | Run-Of-River | PP | Germany | 3.4 |  | 1930 |  |  | 49.8684 | 9.1619 | [5 empty] | MASTR: MASTR-SEE945544560750, MASTR-SEE966547123742
140051 | Waltlmuhle | Hydro | Run-Of-River | PP | Germany | 0.13 |  | 1989 |  |  | 47.6054 | 12.9087 | [5 empty] | MASTR: MASTR-SEE958857641719
140060 | Wamu Tk | Hydro | Run-Of-River | PP | Germany | 0.12 |  | 2004 |  |  | 47.7578 | 8.8349 | [5 empty] | MASTR: MASTR-SEE952481843617
140182 | Was Rlm | Hydro | Run-Of-River | PP | Germany | 0.33 |  | 1995 |  |  | 51.8167 | 10.7249 | [5 empty] | MASTR: MASTR-SEE995833164299
140215 | Wasser | Hydro | Run-Of-River | PP | Germany | 0.32 |  | 1997 |  |  | 47.5253 | 10.2351 | [5 empty] | MASTR: MASTR-SEE921795444667
140216 | Wasser | Hydro | Run-Of-River | PP | Germany | 0.15 |  | 2006 |  |  | 47.9438 | 12.5891 | [5 empty] | MASTR: MASTR-SEE935329644294
140217 | Wasser | Hydro | Run-Of-River | PP | Germany | 0.2 |  | 2000 |  |  | 47.9764 | 8.2947 | [5 empty] | MASTR: MASTR-SEE969467269002
140218 | Wasser | Hydro | Run-Of-River | PP | Germany | 0.195 |  | 2008 |  |  | 48.3698 | 10.2994 | [5 empty] | MASTR: MASTR-SEE900499177095
140219 | Wasser | Hydro | Run-Of-River | PP | Germany | 2 |  | 2006 |  |  | 51.9014 | 11.7778 | [5 empty] | MASTR: MASTR-SEE918342857247
140220 | Wasser | Hydro | Run-Of-River | PP | Germany | 0.24 |  | 2010 |  |  | 48.3938 | 10.294 | [5 empty] | MASTR: MASTR-SEE941430572364
140221 | Wasser Alf | Hydro | Run-Of-River | PP | Germany | 0.2 |  | 1903 |  |  | 48.2419 | 9.5774 | [5 empty] | MASTR: MASTR-SEE918361490098
140222 | Wasser Alf | Hydro | Run-Of-River | PP | Germany | 0.125 |  | 1903 |  |  | 48.2419 | 9.5773 | [5 empty] | MASTR: MASTR-SEE984752773750
140223 | Wasser Alf | Hydro | Run-Of-River | PP | Germany | 0.2 |  | 1903 |  |  | 48.2419 | 9.5773 | [5 empty] | MASTR: MASTR-SEE975267375935
140224 | Wasser Bahnhofstrasse | Hydro | Run-Of-River | PP | Germany | 0.22 |  | 2000 |  |  | 48.7131 | 8.7417 | [5 empty] | MASTR: MASTR-SEE948724126487
140225 | Wasser Prezen | Hydro | Run-Of-River | PP | Germany | 0.117 |  | 1923 |  |  | 48.2777 | 11.9076 | [5 empty] | MASTR: MASTR-SEE962681792066
140226 | Wasser Singlding | Hydro | Run-Of-River | PP | Germany | 0.174 |  | 1908 |  |  | 48.269 | 11.9067 | [5 empty] | MASTR: MASTR-SEE906000391493
140231 | Wasserburg Ms Kv | Hydro | Run-Of-River | PP | Germany | 48.2 |  | 1938 |  |  | 48.0578 | 12.2192 | [5 empty] | MASTR: MASTR-SEE927407069969, MASTR-SEE937353642390, MASTR-SEE943021591570, MASTR-SEE968493660913, MASTR-SEE969507902654, MASTR-SEE978319698396, MASTR-SEE982484501641, MASTR-SEE984899087819, MASTR-SEE995049451596, MASTR-SEE995735564722
140233 | Wasserfalle | Hydro | Run-Of-River | PP | Germany | 0.355 |  | 1971 |  |  | 49.072 | 13.104 | [5 empty] | MASTR: MASTR-SEE961328160732
140234 | Wasserkaftwerk Haslach | Hydro | Run-Of-River | PP | Germany | 0.6 |  | 1999 |  |  | 47.6203 | 10.4605 | [5 empty] | MASTR: MASTR-SEE955128567518
140236 | Wasserkr Ki | Hydro | Run-Of-River | PP | Germany | 0.155 |  | 2017 |  |  | 52.1939 | 8.6511 | [5 empty] | MASTR: MASTR-SEE955490495433
140237 | Wasserkraft | Hydro | Run-Of-River | PP | Germany | 0.215 |  | 2001 |  |  | 47.7254 | 7.7794 | [5 empty] | MASTR: MASTR-SEE924955834476
140238 | Wasserkraft | Hydro | Run-Of-River | PP | Germany | 0.14 |  | 2001 |  |  | 47.7454 | 9.9189 | [5 empty] | MASTR: MASTR-SEE991282664250
140239 | Wasserkraft | Hydro | Run-Of-River | PP | Germany | 0.16 |  | 1967 |  |  | 47.4904 | 11.1051 | [5 empty] | MASTR: MASTR-SEE995011288069
140240 | Wasserkraft | Hydro | Run-Of-River | PP | Germany | 0.11 |  | 1968 |  |  | 51.4811 | 9.1444 | [5 empty] | MASTR: MASTR-SEE954787342573
140241 | Wasserkraft | Hydro | Run-Of-River | PP | Germany | 0.15 |  | 2009 |  |  | 50.0367 | 9.5186 | [5 empty] | MASTR: MASTR-SEE932002027283
140242 | Wasserkraft | Hydro | Run-Of-River | PP | Germany | 0.21 |  | 2005 |  |  | 48.6298 | 9.8134 | [5 empty] | MASTR: MASTR-SEE925345071839
140243 | Wasserkraft | Hydro | Run-Of-River | PP | Germany | 0.145 |  | 1900 |  |  | 50.6197 | 13.0464 | [5 empty] | MASTR: MASTR-SEE906338440108
140244 | Wasserkraft | Hydro | Run-Of-River | PP | Germany | 0.22 |  | 2000 |  |  | 47.7011 | 7.8463 | [5 empty] | MASTR: MASTR-SEE914091460707
140245 | Wasserkraft | Hydro | Run-Of-River | PP | Germany | 0.1 |  | 2001 |  |  | 48.2913 | 7.741 | [5 empty] | MASTR: MASTR-SEE960588561488
140246 | Wasserkraft | Hydro | Run-Of-River | PP | Germany | 0.15 |  | 1998 |  |  | 49.6372 | 12.1528 | [5 empty] | MASTR: MASTR-SEE957513252474
140247 | Wasserkraft | Hydro | Run-Of-River | PP | Germany | 0.105 |  | 1970 |  |  | 51.4811 | 9.1444 | [5 empty] | MASTR: MASTR-SEE911881236160
140248 | Wasserkraft | Hydro | Run-Of-River | PP | Germany | 0.33 |  | 2015 |  |  | 51.4053 | 7.9928 | [5 empty] | MASTR: MASTR-SEE941118293000
140249 | Wasserkraft | Hydro | Run-Of-River | PP | Germany | 0.15 |  | 2012 |  |  | 51.1502 | 14.3821 | [5 empty] | MASTR: MASTR-SEE905287838561
140250 | Wasserkraft | Hydro | Run-Of-River | PP | Germany | 0.42 |  | 2011 |  |  | 51.6276 | 9.4602 | [5 empty] | MASTR: MASTR-SEE973513637196
140251 | Wasserkraft | Hydro | Run-Of-River | PP | Germany | 0.1 |  | 2009 |  |  | 48.2795 | 12.5516 | [5 empty] | MASTR: MASTR-SEE943434435911
140252 | Wasserkraft | Hydro | Run-Of-River | PP | Germany | 0.16 |  | 2012 |  |  | 48.4937 | 8.1406 | [5 empty] | MASTR: MASTR-SEE976066082192
140253 | Wasserkraft | Hydro | Run-Of-River | PP | Germany | 0.12 |  | 2012 |  |  | 48.4937 | 8.1407 | [5 empty] | MASTR: MASTR-SEE979529209327
140254 | Wasserkraft | Hydro | Run-Of-River | PP | Germany | 0.227 |  | 1960 |  |  | 48.9736 | 12.8519 | [5 empty] | MASTR: MASTR-SEE922643942076
140255 | Wasserkraft | Hydro | Run-Of-River | PP | Germany | 0.195 |  | 2006 |  |  | 49.2401 | 9.3992 | [5 empty] | MASTR: MASTR-SEE979022514980
140256 | Wasserkraft | Hydro | Run-Of-River | PP | Germany | 0.1 |  | 2009 |  |  | 47.6334 | 9.8144 | [5 empty] | MASTR: MASTR-SEE973701430615
140257 | Wasserkraft | Hydro | Run-Of-River | PP | Germany | 0.12 |  | 2000 |  |  | 47.7044 | 7.8478 | [5 empty] | MASTR: MASTR-SEE986666389454
140258 | Wasserkraft | Hydro | Run-Of-River | PP | Germany | 0.1 |  | 1958 |  |  | 48.8665 | 12.9193 | [5 empty] | MASTR: MASTR-SEE945401654752
140259 | Wasserkraft | Hydro | Run-Of-River | PP | Germany | 0.2 |  | 2006 |  |  | 48.6441 | 9.7981 | [5 empty] | MASTR: MASTR-SEE943558678584
140260 | Wasserkraft | Hydro | Run-Of-River | PP | Germany | 0.14 |  | 2001 |  |  | 47.7254 | 7.7794 | [5 empty] | MASTR: MASTR-SEE965474118050
140261 | Wasserkraft | Hydro | Run-Of-River | PP | Germany | 0.155 |  | 1925 |  |  | 49.7204 | 9.5272 | [5 empty] | MASTR: MASTR-SEE953312045347
140262 | Wasserkraft | Hydro | Run-Of-River | PP | Germany | 0.185 |  | 1975 |  |  | 52.0479 | 9.3785 | [5 empty] | MASTR: MASTR-SEE940878247421
140263 | Wasserkraft | Hydro | Run-Of-River | PP | Germany | 0.106 |  | 1950 |  |  | 48.7404 | 13.5312 | [5 empty] | MASTR: MASTR-SEE994169795771
140264 | Wasserkraft | Hydro | Run-Of-River | PP | Germany | 0.13 |  | 2006 |  |  | 48.9421 | 9.3255 | [5 empty] | MASTR: MASTR-SEE919549943443
140265 | Wasserkraft Ahausen | Hydro | Run-Of-River | PP | Germany | 0.125 |  | 2022 |  |  | 51.1416 | 7.9543 | [5 empty] | MASTR: MASTR-SEE951185654673
140266 | Wasserkraft Ahausen | Hydro | Run-Of-River | PP | Germany | 0.9 |  | 1938 |  |  | 51.1384 | 7.9544 | [5 empty] | MASTR: MASTR-SEE944710049495
140267 | Wasserkraft Ahausen | Hydro | Run-Of-River | PP | Germany | 0.9 |  | 1938 |  |  | 51.1384 | 7.9543 | [5 empty] | MASTR: MASTR-SEE987068324951
140268 | Wasserkraft Anlage | Hydro | Run-Of-River | PP | Germany | 0.157 |  | 2000 |  |  | 50.6215 | 8.3344 | [5 empty] | MASTR: MASTR-SEE977604927470
140269 | Wasserkraft Anlage | Hydro | Run-Of-River | PP | Germany | 0.105 |  | 2000 |  |  | 51.1314 | 9.5465 | [5 empty] | MASTR: MASTR-SEE957250691178
140270 | Wasserkraft Artern | Hydro | Run-Of-River | PP | Germany | 0.132 |  | 2011 |  |  | 51.3623 | 11.2857 | [5 empty] | MASTR: MASTR-SEE933511229885
140271 | Wasserkraft Artern | Hydro | Run-Of-River | PP | Germany | 0.132 |  | 2011 |  |  | 51.3623 | 11.2857 | [5 empty] | MASTR: MASTR-SEE906461104489
140272 | Wasserkraft Auele | Hydro | Reservoir | PP | Germany | 0.525 |  | 1926 |  |  | 47.4552 | 10.4389 | [5 empty] | MASTR: MASTR-SEE940643728506
140273 | Wasserkraft Auele | Hydro | Reservoir | PP | Germany | 0.545 |  | 1988 |  |  | 47.4552 | 10.4389 | [5 empty] | MASTR: MASTR-SEE907765932815
140274 | Wasserkraft Bad Ems | Hydro | Run-Of-River | PP | Germany | 0.34 |  | 2020 |  |  | 50.3322 | 7.7092 | [5 empty] | MASTR: MASTR-SEE920017024076
140275 | Wasserkraft Bad Ems | Hydro | Run-Of-River | PP | Germany | 0.34 |  | 2020 |  |  | 50.3322 | 7.7092 | [5 empty] | MASTR: MASTR-SEE961915373606
140276 | Wasserkraft Baiersdorf | Hydro | Run-Of-River | PP | Germany | 0.355 |  | 1989 |  |  | 49.6676 | 11.0376 | [5 empty] | MASTR: MASTR-SEE964996279546
140277 | Wasserkraft Bamenohl | Hydro | Run-Of-River | PP | Germany | 0.35 |  | 1923 |  |  | 51.1558 | 7.9936 | [5 empty] | MASTR: MASTR-SEE986393556914
140278 | Wasserkraft Bamenohl | Hydro | Run-Of-River | PP | Germany | 0.35 |  | 1923 |  |  | 51.1558 | 7.9936 | [5 empty] | MASTR: MASTR-SEE942682153141
140279 | Wasserkraft Beim Preussischen Maschine | Hydro | Run-Of-River | PP | Germany | 0.5 |  | 1991 |  |  | 48.4687 | 8.9223 | [5 empty] | MASTR: MASTR-SEE902141859465
140280 | Wasserkraft Beim Preussischen Maschine | Hydro | Run-Of-River | PP | Germany | 0.5 |  | 1991 |  |  | 48.4687 | 8.9223 | [5 empty] | MASTR: MASTR-SEE994612312104
140281 | Wasserkraft Bk | Hydro | Run-Of-River | PP | Germany | 0.893 |  | 2022 |  |  | 51.1345 | 11.7199 | [5 empty] | MASTR: MASTR-SEE915811243297
140282 | Wasserkraft Caplan | Hydro | Run-Of-River | PP | Germany | 0.355 |  | 1993 |  |  | 50.7989 | 13.4475 | [5 empty] | MASTR: MASTR-SEE934085117639
140283 | Wasserkraft Dbi | Hydro | Run-Of-River | PP | Germany | 0.15 |  | 1948 |  |  | 51.6228 | 10.4261 | [5 empty] | MASTR: MASTR-SEE950072180691
140284 | Wasserkraft Dbi | Hydro | Run-Of-River | PP | Germany | 0.14 |  | 1908 |  |  | 51.623 | 10.4141 | [5 empty] | MASTR: MASTR-SEE935486234567
140285 | Wasserkraft Dbi | Hydro | Run-Of-River | PP | Germany | 0.16 |  | 1908 |  |  | 51.6242 | 10.3949 | [5 empty] | MASTR: MASTR-SEE913413863431
140286 | Wasserkraft Eis | Hydro | Run-Of-River | PP | Germany | 0.45 |  | 2006 |  |  | 48.6917 | 9.7235 | [5 empty] | MASTR: MASTR-SEE921820173005
140287 | Wasserkraft Elektrizitatsgenossenschaft Ohlstadt Eg | Hydro | Run-Of-River | PP | Germany | 0.39 |  | 2013 |  |  | 47.633 | 11.237 | [5 empty] | MASTR: MASTR-SEE928126519124
140288 | Wasserkraft Enkowa | Hydro | Run-Of-River | PP | Germany | 0.264 |  | 2015 |  |  | 49.2761 | 9.7112 | [5 empty] | MASTR: MASTR-SEE951325407183
140289 | Wasserkraft Ennepe | Hydro | Reservoir | PP | Germany | 0.36 |  | 2005 |  |  | 51.2417 | 7.4098 | [5 empty] | MASTR: MASTR-SEE964397736174
140290 | Wasserkraft Francis Turbine | Hydro | Run-Of-River | PP | Germany | 0.11 |  | 1992 |  |  | 47.7504 | 9.6777 | [5 empty] | MASTR: MASTR-SEE999743399314
140291 | Wasserkraft Generator | Hydro | Run-Of-River | PP | Germany | 0.145 |  | 1925 |  |  | 51.1819 | 10.1663 | [5 empty] | MASTR: MASTR-SEE918949270180
140292 | Wasserkraft Generator | Hydro | Run-Of-River | PP | Germany | 0.15 |  | 1925 |  |  | 51.1819 | 10.1664 | [5 empty] | MASTR: MASTR-SEE917972107432
140293 | Wasserkraft Generator | Hydro | Run-Of-River | PP | Germany | 0.16 |  | 1925 |  |  | 51.1819 | 10.1663 | [5 empty] | MASTR: MASTR-SEE997348537995
140294 | Wasserkraft Georgenthal | Hydro | Run-Of-River | PP | Germany | 0.11 |  | 2018 |  |  | 50.46 | 12.721 | [5 empty] | MASTR: MASTR-SEE971691206142
140295 | Wasserkraft Georgenthal | Hydro | Run-Of-River | PP | Germany | 0.11 |  | 2018 |  |  | 50.46 | 12.721 | [5 empty] | MASTR: MASTR-SEE914167452599
140296 | Wasserkraft Gn Wasserkraftanlage Wdl Gebaude | Hydro | Run-Of-River | PP | Germany | 0.135 |  | 2012 |  |  | 48.2773 | 10.0716 | [5 empty] | MASTR: MASTR-SEE932039258537
140297 | Wasserkraft Gn Wasserkraftanlage Wdl Gebaude | Hydro | Run-Of-River | PP | Germany | 0.228 |  | 2012 |  |  | 48.2773 | 10.0716 | [5 empty] | MASTR: MASTR-SEE923722602751
140298 | Wasserkraft Gn Wasserkraftanlage Wdl Gebaude | Hydro | Run-Of-River | PP | Germany | 0.228 |  | 2012 |  |  | 48.2773 | 10.0716 | [5 empty] | MASTR: MASTR-SEE980845304924
140299 | Wasserkraft Gn Wasserkraftanlage Wdl Zwischenwerk Einode | Hydro | Run-Of-River | PP | Germany | 0.228 |  | 2012 |  |  | 48.2773 | 10.0716 | [5 empty] | MASTR: MASTR-SEE965414570573
140300 | Wasserkraft Gn Wasserkraftanlage Wdl Zwischenwerk Einode | Hydro | Run-Of-River | PP | Germany | 0.228 |  | 2012 |  |  | 48.2652 | 10.0742 | [5 empty] | MASTR: MASTR-SEE929193477638
140301 | Wasserkraft Godelheim Nethe | Hydro | Run-Of-River | PP | Germany | 0.16 |  | 2014 |  |  | 51.73 | 9.3664 | [5 empty] | MASTR: MASTR-SEE973852539496
140302 | Wasserkraft Henne | Hydro | Reservoir | PP | Germany | 1.4 |  | 1956 |  |  | 51.3381 | 8.2698 | [5 empty] | MASTR: MASTR-SEE906833955756
140303 | Wasserkraft Henne | Hydro | Reservoir | PP | Germany | 0.56 |  | 1956 |  |  | 51.3381 | 8.2698 | [5 empty] | MASTR: MASTR-SEE956181405151
140304 | Wasserkraft Karl Kaipf Heim | Hydro | Run-Of-River | PP | Germany | 0.15 |  | 2000 |  |  | 48.6239 | 10.1745 | [5 empty] | MASTR: MASTR-SEE983776586483
140305 | Wasserkraft Kemnade | Hydro | Run-Of-River | PP | Germany | 0.58 |  | 2011 |  |  | 51.4121 | 7.2481 | [5 empty] | MASTR: MASTR-SEE935898344977
140306 | Wasserkraft Laucha | Hydro | Run-Of-River | PP | Germany | 0.16 |  | 2013 |  |  | 51.2254 | 11.6791 | [5 empty] | MASTR: MASTR-SEE912428090344
140307 | Wasserkraft Lenhausen | Hydro | Run-Of-River | PP | Germany | 0.75 |  | 1928 |  |  | 51.1959 | 7.9587 | [5 empty] | MASTR: MASTR-SEE958955455461
140308 | Wasserkraft Lenhausen | Hydro | Run-Of-River | PP | Germany | 0.75 |  | 1928 |  |  | 51.1959 | 7.9587 | [5 empty] | MASTR: MASTR-SEE900882711738
140309 | Wasserkraft Liebenstein Hindelang | Hydro | Run-Of-River | PP | Germany | 0.17 |  | 1938 |  |  | 47.5037 | 10.333 | [5 empty] | MASTR: MASTR-SEE976772079899
140310 | Wasserkraft Lindesmuhlpromenade | Hydro | Run-Of-River | PP | Germany | 0.268 |  | 2000 |  |  | 50.1879 | 10.0743 | [5 empty] | MASTR: MASTR-SEE965201208221
140311 | Wasserkraft Lister | Hydro | Run-Of-River | PP | Germany | 2.04 |  | 1965 |  |  | 51.0971 | 7.853 | [5 empty] | MASTR: MASTR-SEE964628336104
140312 | Wasserkraft Lodige Scherfede | Hydro | Run-Of-River | PP | Germany | 0.15 |  | 1975 |  |  | 51.5241 | 9.0284 | [5 empty] | MASTR: MASTR-SEE980318060067
140313 | Wasserkraft Mohne | Hydro | Reservoir | CHP | Germany | 5 |  | 1913 |  |  | 51.4904 | 8.0543 | [5 empty] | MASTR: MASTR-SEE942923924141, MASTR-SEE994326672372
140314 | Wasserkraft Muhle Heuchlingen | Hydro | Run-Of-River | PP | Germany | 0.201 |  | 2004 |  |  | 49.2526 | 9.2151 | [5 empty] | MASTR: MASTR-SEE907638541342
140315 | Wasserkraft Muhlhauser | Hydro | Run-Of-River | PP | Germany | 0.27 |  | 2008 |  |  | 48.7002 | 9.679 | [5 empty] | MASTR: MASTR-SEE941662892230
140316 | Wasserkraft Muhlstr | Hydro | Run-Of-River | PP | Germany | 0.28 |  | 2000 |  |  | 48.6283 | 9.3341 | [5 empty] | MASTR: MASTR-SEE993916112120
140317 | Wasserkraft Neckar | Hydro | Run-Of-River | PP | Germany | 0.19 |  | 2000 |  |  | 48.2259 | 8.6053 | [5 empty] | MASTR: MASTR-SEE986122481562
140318 | Wasserkraft Nossen | Hydro | Run-Of-River | PP | Germany | 0.29 |  | 1997 |  |  | 51.0643 | 13.2924 | [5 empty] | MASTR: MASTR-SEE982821434229
140319 | Wasserkraft Obermuhle Furstenfeldbruck | Hydro | Run-Of-River | PP | Germany | 1.3 |  | 1949 |  |  | 48.1749 | 11.2493 | [5 empty] | MASTR: MASTR-SEE994187247351
140320 | Wasserkraft Okg | Hydro | Run-Of-River | PP | Germany | 0.665 |  | 1997 |  |  | 47.5022 | 10.3496 | [5 empty] | MASTR: MASTR-SEE903326214673
140321 | Wasserkraft Ossberger | Hydro | Run-Of-River | PP | Germany | 0.132 |  | 1993 |  |  | 50.7989 | 13.4475 | [5 empty] | MASTR: MASTR-SEE973542729473
140322 | Wasserkraft Ot | Hydro | Run-Of-River | PP | Germany | 0.11 |  | 2000 |  |  | 47.7259 | 7.8964 | [5 empty] | MASTR: MASTR-SEE927464724573
140323 | Wasserkraft Rathsmuhle | Hydro | Run-Of-River | PP | Germany | 0.42 |  | 1986 |  |  | 52.6261 | 10.0779 | [5 empty] | MASTR: MASTR-SEE944888254004
140324 | Wasserkraft Remshalden Grunbach | Hydro | Run-Of-River | PP | Germany | 0.14 |  | 2005 |  |  | 48.813 | 9.4217 | [5 empty] | MASTR: MASTR-SEE904969420179
140325 | Wasserkraft Rimbach | Hydro | Run-Of-River | PP | Germany | 0.15 |  | 1923 |  |  | 50.7261 | 9.5847 | [5 empty] | MASTR: MASTR-SEE937935823308
140326 | Wasserkraft Rommelmuhle | Hydro | Run-Of-River | PP | Germany | 0.28 |  | 1906 |  |  | 48.9487 | 9.0987 | [5 empty] | MASTR: MASTR-SEE994645720181
140327 | Wasserkraft Ruhpolding | Hydro | Run-Of-River | PP | Germany | 0.1 |  | 2011 |  |  | 47.7664 | 12.6537 | [5 empty] | MASTR: MASTR-SEE964273267167
140328 | Wasserkraft Schlitz Fraurombach | Hydro | Run-Of-River | PP | Germany | 0.1251 |  | 1902 |  |  | 50.6712 | 9.6034 | [5 empty] | MASTR: MASTR-SEE910569625432
140329 | Wasserkraft Schongeising | Hydro | Run-Of-River | PP | Germany | 0.34 |  | 1908 |  |  | 48.1373 | 11.2076 | [5 empty] | MASTR: MASTR-SEE997231914001
140330 | Wasserkraft Sorpe | Hydro | Reservoir | PP | Germany | 0.2 |  | 1935 |  |  | 51.356 | 7.9716 | [5 empty] | MASTR: MASTR-SEE926831126699
140331 | Wasserkraft Tubinger Strasse Maschine | Hydro | Run-Of-River | PP | Germany | 0.6 |  | 2002 |  |  | 48.4729 | 8.9434 | [5 empty] | MASTR: MASTR-SEE980238911852
140332 | Wasserkraft Tubinger Strasse Maschine | Hydro | Run-Of-River | PP | Germany | 0.6 |  | 2002 |  |  | 48.4729 | 8.9434 | [5 empty] | MASTR: MASTR-SEE967146229835
140333 | Wasserkraft Uh | Hydro | Run-Of-River | PP | Germany | 0.268 |  | 1985 |  |  | 48.7103 | 9.5715 | [5 empty] | MASTR: MASTR-SEE962967493465
140334 | Wasserkraft Verse | Hydro | Reservoir | PP | Germany | 0.12 |  | 1960 |  |  | 51.1959 | 7.6845 | [5 empty] | MASTR: MASTR-SEE947419163905
140335 | Wasserkraft Verse | Hydro | Reservoir | PP | Germany | 0.25 |  | 1960 |  |  | 51.1944 | 7.6858 | [5 empty] | MASTR: MASTR-SEE932573788446
140336 | Wasserkraft Weitinger Muhle | Hydro | Run-Of-River | PP | Germany | 0.255 |  | 1900 |  |  | 48.4489 | 8.7837 | [5 empty] | MASTR: MASTR-SEE949564605637
140337 | Wasserkraft Wintersohl Gmbh | Hydro | Run-Of-River | PP | Germany | 2.5 |  | 1997 |  |  | 51.2611 | 7.7837 | [5 empty] | MASTR: MASTR-SEE904255114836
140338 | Wasserkraft Wohrmuhle | Hydro | Run-Of-River | PP | Germany | 0.175 |  | 1960 |  |  | 49.5959 | 10.9945 | [5 empty] | MASTR: MASTR-SEE938272625624
140339 | Wasserkraft Zschopau Spinnereistrasse Turbine | Hydro | Run-Of-River | PP | Germany | 0.2 |  | 1994 |  |  | 50.743 | 13.0642 | [5 empty] | MASTR: MASTR-SEE918274196292
140340 | Wasserkraftanlage | Hydro | Run-Of-River | PP | Germany | 0.1 |  | 2015 |  |  | 49.5118 | 11.3239 | [5 empty] | MASTR: MASTR-SEE972935743874
140341 | Wasserkraftanlage | Hydro | Run-Of-River | PP | Germany | 0.1105 |  | 1960 |  |  | 49.1804 | 11.9905 | [5 empty] | MASTR: MASTR-SEE968365512623
140342 | Wasserkraftanlage | Hydro | Run-Of-River | PP | Germany | 0.3 |  | 1994 |  |  | 50.6356 | 13.073 | [5 empty] | MASTR: MASTR-SEE901228037529
140343 | Wasserkraftanlage | Hydro | Run-Of-River | PP | Germany | 0.5 |  | 1996 |  |  | 50.7244 | 10.3576 | [5 empty] | MASTR: MASTR-SEE986221979083
140344 | Wasserkraftanlage | Hydro | Run-Of-River | PP | Germany | 0.42 |  | 2011 |  |  | 47.6417 | 10.8164 | [5 empty] | MASTR: MASTR-SEE952166308059
140345 | Wasserkraftanlage | Hydro | Run-Of-River | PP | Germany | 0.52 |  | 2011 |  |  | 47.6417 | 10.8164 | [5 empty] | MASTR: MASTR-SEE928170228072
140346 | Wasserkraftanlage | Hydro | Run-Of-River | PP | Germany | 0.8 |  | 2010 |  |  | 48.1101 | 10.6668 | [5 empty] | MASTR: MASTR-SEE970560449727
140347 | Wasserkraftanlage | Hydro | Run-Of-River | PP | Germany | 0.23 |  | 1900 |  |  | 50.5861 | 12.7159 | [5 empty] | MASTR: MASTR-SEE973682488711
140348 | Wasserkraftanlage | Hydro | Run-Of-River | PP | Germany | 0.6 |  | 2012 |  |  | 47.9758 | 7.9252 | [5 empty] | MASTR: MASTR-SEE958314208370
140349 | Wasserkraftanlage | Hydro | Run-Of-River | PP | Germany | 0.132 |  | 1962 |  |  | 52.0277 | 9.3455 | [5 empty] | MASTR: MASTR-SEE923980067248
140350 | Wasserkraftanlage | Hydro | Run-Of-River | PP | Germany | 0.148 |  | 1994 |  |  | 52.9821 | 13.3318 | [5 empty] | MASTR: MASTR-SEE900263540308
140351 | Wasserkraftanlage | Hydro | Run-Of-River | PP | Germany | 0.315 |  | 2011 |  |  | 49.1978 | 7.2422 | [5 empty] | MASTR: MASTR-SEE979501770333
140352 | Wasserkraftanlage | Hydro | Run-Of-River | PP | Germany | 0.1 |  | 2000 |  |  | 48.5507 | 10.3011 | [5 empty] | MASTR: MASTR-SEE974476691461
140353 | Wasserkraftanlage | Hydro | Run-Of-River | PP | Germany | 0.16 |  | 2020 |  |  | 48.3148 | 8.3798 | [5 empty] | MASTR: MASTR-SEE975950130896
140354 | Wasserkraftanlage Adenauerbrucke | Hydro | Run-Of-River | PP | Germany | 0.277 |  | 2012 |  |  | 49.4513 | 11.0966 | [5 empty] | MASTR: MASTR-SEE974016081332
140355 | Wasserkraftanlage Aka | Hydro | Run-Of-River | PP | Germany | 0.167 |  | 1994 |  |  | 48.4625 | 11.1285 | [5 empty] | MASTR: MASTR-SEE987398003083
140356 | Wasserkraftanlage Am Brandbach Gersbach | Hydro | Run-Of-River | PP | Germany | 0.39 |  | 1990 |  |  | 47.68 | 7.9499 | [5 empty] | MASTR: MASTR-SEE986198817609
140357 | Wasserkraftanlage Am Hochablass Im Lech Fluss Km | Hydro | Run-Of-River | PP | Germany | 3.44 |  | 2013 |  |  | 48.3439 | 10.9369 | [5 empty] | MASTR: MASTR-SEE985207643796, MASTR-SEE989473483247
140358 | Wasserkraftanlage Antonsthal | Hydro | Run-Of-River | PP | Germany | 0.32 |  | 1991 |  |  | 50.502 | 12.7534 | [5 empty] | MASTR: MASTR-SEE915458830584
140359 | Wasserkraftanlage Aumuhle Maschinensatz | Hydro | Run-Of-River | PP | Germany | 0.176 |  | 1956 |  |  | 48.7163 | 13.4573 | [5 empty] | MASTR: MASTR-SEE967598634287
140360 | Wasserkraftanlage Aumuhle Maschinensatz | Hydro | Run-Of-River | PP | Germany | 0.152 |  | 1950 |  |  | 48.7163 | 13.4573 | [5 empty] | MASTR: MASTR-SEE919777151634
140361 | Wasserkraftanlage Bochum Stiepel | Hydro | Run-Of-River | PP | Germany | 0.98 |  | 2017 |  |  | 51.4128 | 7.2209 | [5 empty] | MASTR: MASTR-SEE943168209864
140362 | Wasserkraftanlage Bode | Hydro | Run-Of-River | PP | Germany | 0.22 |  | 2011 |  |  | 51.999 | 11.309 | [5 empty] | MASTR: MASTR-SEE930705739144
140363 | Wasserkraftanlage Borken | Hydro | Run-Of-River | PP | Germany | 0.16 |  | 2016 |  |  | 51.0614 | 9.2733 | [5 empty] | MASTR: MASTR-SEE923622829500
140364 | Wasserkraftanlage Bretmuhle | Hydro | Run-Of-River | PP | Germany | 0.17 |  | 1994 |  |  | 50.5801 | 12.7447 | [5 empty] | MASTR: MASTR-SEE922049556372
140365 | Wasserkraftanlage Bretmuhle | Hydro | Run-Of-River | PP | Germany | 0.315 |  | 1994 |  |  | 50.5801 | 12.7447 | [5 empty] | MASTR: MASTR-SEE933788476999
140366 | Wasserkraftanlage Burgerpark | Hydro | Run-Of-River | PP | Germany | 0.11 |  | 1996 |  |  | 52.2567 | 10.5212 | [5 empty] | MASTR: MASTR-SEE996657044002
140367 | Wasserkraftanlage Eckertalsperre | Hydro | Reservoir | PP | Germany | 0.215 |  | 1997 |  |  | 51.8425 | 10.5765 | [5 empty] | MASTR: MASTR-SEE999939183239
140368 | Wasserkraftanlage Eckertalsperre | Hydro | Reservoir | PP | Germany | 0.215 |  | 1997 |  |  | 51.8425 | 10.5765 | [5 empty] | MASTR: MASTR-SEE938626334035
140369 | Wasserkraftanlage Ecksteinmuhle Neustadt | Hydro | Run-Of-River | PP | Germany | 0.22 |  | 1992 |  |  | 52.5067 | 9.4632 | [5 empty] | MASTR: MASTR-SEE914561725732
140370 | Wasserkraftanlage Einsal | Hydro | Run-Of-River | PP | Germany | 0.39 |  | 1998 |  |  | 51.3204 | 7.6467 | [5 empty] | MASTR: MASTR-SEE927536827652
140371 | Wasserkraftanlage Elverlingsen | Hydro | Run-Of-River | PP | Germany | 0.26 |  | 2004 |  |  | 51.282 | 7.7106 | [5 empty] | MASTR: MASTR-SEE947150626370
140372 | Wasserkraftanlage Elverlingsen | Hydro | Run-Of-River | PP | Germany | 0.22 |  | 2004 |  |  | 51.282 | 7.7106 | [5 empty] | MASTR: MASTR-SEE987070740930
140373 | Wasserkraftanlage Emhof | Hydro | Run-Of-River | PP | Germany | 0.13 |  | 1961 |  |  | 49.2381 | 11.9332 | [5 empty] | MASTR: MASTR-SEE970662503181
140374 | Wasserkraftanlage Epfendorf | Hydro | Run-Of-River | PP | Germany | 0.16 |  | 1906 |  |  | 48.2532 | 8.6059 | [5 empty] | MASTR: MASTR-SEE909536388012
140375 | Wasserkraftanlage Fabrik | Hydro | Run-Of-River | PP | Germany | 0.504 |  | 1912 |  |  | 48.069 | 10.6449 | [5 empty] | MASTR: MASTR-SEE917346009980
140376 | Wasserkraftanlage Falkenstein | Hydro | Run-Of-River | PP | Germany | 0.11 |  | 2003 |  |  | 50.5164 | 11.3949 | [5 empty] | MASTR: MASTR-SEE942288153095
140377 | Wasserkraftanlage Friedrichshohe | Hydro | Run-Of-River | PP | Germany | 0.135 |  | 2004 |  |  | 52.2022 | 10.4945 | [5 empty] | MASTR: MASTR-SEE967967747662
140378 | Wasserkraftanlage Fuhlsbutteler Schleuse | Hydro | Run-Of-River | PP | Germany | 0.12 |  | 2000 |  |  | 53.6234 | 10.0279 | [5 empty] | MASTR: MASTR-SEE909160250280
140379 | Wasserkraftanlage Furfurt | Hydro | Run-Of-River | PP | Germany | 0.18 |  | 1981 |  |  | 50.4294 | 8.2533 | [5 empty] | MASTR: MASTR-SEE930341759179
140380 | Wasserkraftanlage Furth | Hydro | Run-Of-River | PP | Germany | 0.4 |  | 1991 |  |  | 49.4776 | 10.992 | [5 empty] | MASTR: MASTR-SEE973915946018
140381 | Wasserkraftanlage Gleisberg | Hydro | Run-Of-River | PP | Germany | 0.185 |  | 2004 |  |  | 51.0617 | 13.1826 | [5 empty] | MASTR: MASTR-SEE938723206433
140382 | Wasserkraftanlage Granetalsperre | Hydro | Reservoir | PP | Germany | 0.18 |  | 1973 |  |  | 51.9128 | 10.3792 | [5 empty] | MASTR: MASTR-SEE969627864092
140383 | Wasserkraftanlage Greiz Dolau | Hydro | Run-Of-River | PP | Germany | 0.2925 |  | 2002 |  |  | 50.626 | 12.1779 | [5 empty] | MASTR: MASTR-SEE905517190728
140384 | Wasserkraftanlage Gymnasium | Hydro | Run-Of-River | PP | Germany | 0.64 |  | 1965 |  |  | 48.945 | 8.8392 | [5 empty] | MASTR: MASTR-SEE942226217797
140385 | Wasserkraftanlage Hechtsforthschleuse | Hydro | Run-Of-River | PP | Germany | 0.29 |  | 1921 |  |  | 53.3044 | 11.6015 | [5 empty] | MASTR: MASTR-SEE920884718870
140386 | Wasserkraftanlage Herrenmuhle | Hydro | Run-Of-River | PP | Germany | 0.225 |  | 1994 |  |  | 50.7391 | 12.1549 | [5 empty] | MASTR: MASTR-SEE958927789693
140387 | Wasserkraftanlage Ilm Bad Berka | Hydro | Run-Of-River | PP | Germany | 0.155 |  | 2004 |  |  | 50.8834 | 11.2656 | [5 empty] | MASTR: MASTR-SEE923218806694
140388 | Wasserkraftanlage In Hamm An Der Prum | Hydro | Run-Of-River | PP | Germany | 0.32 |  | 1999 |  |  | 50.0142 | 6.4243 | [5 empty] | MASTR: MASTR-SEE915684078590
140389 | Wasserkraftanlage Kammerzell | Hydro | Run-Of-River | PP | Germany | 0.18 |  | 2019 |  |  | 50.599 | 9.641 | [5 empty] | MASTR: MASTR-SEE934302865381
140390 | Wasserkraftanlage Kratzmuhe | Hydro | Run-Of-River | PP | Germany | 0.165 |  | 1961 |  |  | 49.0039 | 11.4517 | [5 empty] | MASTR: MASTR-SEE902547374333
140391 | Wasserkraftanlage Krumbach | Hydro | Run-Of-River | PP | Germany | 0.225 |  | 1999 |  |  | 50.9446 | 13.0038 | [5 empty] | MASTR: MASTR-SEE935950672116
140392 | Wasserkraftanlage Lauchringen | Hydro | Run-Of-River | PP | Germany | 0.66 |  | 1925 |  |  | 47.6303 | 8.2959 | [5 empty] | MASTR: MASTR-SEE913586853789
140393 | Wasserkraftanlage Lewerberg | Hydro | Run-Of-River | PP | Germany | 0.504 |  | 2017 |  |  | 52.0026 | 10.43 | [5 empty] | MASTR: MASTR-SEE964871050734
140394 | Wasserkraftanlage Lewerberg | Hydro | Run-Of-River | PP | Germany | 0.315 |  | 2017 |  |  | 52.0026 | 10.43 | [5 empty] | MASTR: MASTR-SEE978327117865
140395 | Wasserkraftanlage Liegel | Hydro | Run-Of-River | PP | Germany | 0.14 |  | 1984 |  |  | 49.3266 | 11.0692 | [5 empty] | MASTR: MASTR-SEE987454829787
140396 | Wasserkraftanlage Lindenberg | Hydro | Run-Of-River | PP | Germany | 0.125 |  | 2006 |  |  | 52.1919 | 10.4949 | [5 empty] | MASTR: MASTR-SEE999237323887
140397 | Wasserkraftanlage Lippoldsberg | Hydro | Run-Of-River | PP | Germany | 0.25 |  | 2009 |  |  | 51.6254 | 9.5558 | [5 empty] | MASTR: MASTR-SEE922586675833
140398 | Wasserkraftanlage Lomersheim | Hydro | Run-Of-River | PP | Germany | 0.49 |  | 1900 |  |  | 48.9307 | 8.8648 | [5 empty] | MASTR: MASTR-SEE998478463741
140399 | Wasserkraftanlage Messerschmidmuhle | Hydro | Run-Of-River | PP | Germany | 0.112 |  | 1962 |  |  | 48.775 | 13.466 | [5 empty] | MASTR: MASTR-SEE988426290260
140400 | Wasserkraftanlage Mohnebogen | Hydro | Run-Of-River | PP | Germany | 0.17 |  | 2002 |  |  | 51.4623 | 7.9756 | [5 empty] | MASTR: MASTR-SEE934937298011
140401 | Wasserkraftanlage Muhle Ringethal | Hydro | Run-Of-River | PP | Germany | 0.25 |  | 2009 |  |  | 51.0049 | 13.001 | [5 empty] | MASTR: MASTR-SEE939879927722
140402 | Wasserkraftanlage Muhle Ringethal | Hydro | Run-Of-River | PP | Germany | 0.16 |  | 2009 |  |  | 51.0047 | 13.0018 | [5 empty] | MASTR: MASTR-SEE964088477737
140403 | Wasserkraftanlage Muhlstr | Hydro | Run-Of-River | PP | Germany | 0.182 |  | 2000 |  |  | 48.6283 | 9.3341 | [5 empty] | MASTR: MASTR-SEE997707532692
140404 | Wasserkraftanlage Niederense | Hydro | Run-Of-River | PP | Germany | 0.15 |  | 1913 |  |  | 51.4845 | 7.9971 | [5 empty] | MASTR: MASTR-SEE984712202436
140405 | Wasserkraftanlage Obermassfeld | Hydro | Run-Of-River | PP | Germany | 0.24 |  | 2019 |  |  | 50.5266 | 10.4397 | [5 empty] | MASTR: MASTR-SEE972591209707
140406 | Wasserkraftanlage Oblitz Turbine | Hydro | Run-Of-River | PP | Germany | 0.3 |  | 2017 |  |  | 51.1877 | 11.8728 | [5 empty] | MASTR: MASTR-SEE989124375938
140407 | Wasserkraftanlage Oblitz Turbine | Hydro | Run-Of-River | PP | Germany | 0.3 |  | 2017 |  |  | 51.1877 | 11.8729 | [5 empty] | MASTR: MASTR-SEE905913830051
140408 | Wasserkraftanlage Oblitz Turbine | Hydro | Run-Of-River | PP | Germany | 0.3 |  | 2017 |  |  | 51.188 | 11.8724 | [5 empty] | MASTR: MASTR-SEE915888347362
140409 | Wasserkraftanlage Odertalsperre | Hydro | Run-Of-River | PP | Germany | 0.16 |  | 1987 |  |  | 51.6461 | 10.5047 | [5 empty] | MASTR: MASTR-SEE953255355404
140410 | Wasserkraftanlage Okertal | Hydro | Run-Of-River | PP | Germany | 0.27 |  | 2018 |  |  | 51.884 | 10.472 | [5 empty] | MASTR: MASTR-SEE927819221573
140411 | Wasserkraftanlage Petze | Hydro | Run-Of-River | PP | Germany | 0.3 |  | 1991 |  |  | 52.0652 | 9.9424 | [5 empty] | MASTR: MASTR-SEE907176774127
140412 | Wasserkraftanlage Planena Turbine | Hydro | Run-Of-River | PP | Germany | 0.625 |  | 2006 |  |  | 51.4169 | 11.953 | [5 empty] | MASTR: MASTR-SEE946063502597
140413 | Wasserkraftanlage Planena Turbine | Hydro | Run-Of-River | PP | Germany | 0.625 |  | 2006 |  |  | 51.4169 | 11.9529 | [5 empty] | MASTR: MASTR-SEE963625688643
140414 | Wasserkraftanlage Reschwitz An Der Saale | Hydro | Run-Of-River | PP | Germany | 0.312 |  | 1998 |  |  | 50.6166 | 11.3843 | [5 empty] | MASTR: MASTR-SEE945712246264
140415 | Wasserkraftanlage Sagewerk Eintracht | Hydro | Run-Of-River | PP | Germany | 0.125 |  | 2011 |  |  | 48.1458 | 8.0258 | [5 empty] | MASTR: MASTR-SEE937318469727
140416 | Wasserkraftanlage Sbs | Hydro | Reservoir | PP | Germany | 0.18 |  | 1935 |  |  | 48.1414 | 8.2065 | [5 empty] | MASTR: MASTR-SEE950195158171
140417 | Wasserkraftanlage Seealpe | Hydro | Run-Of-River | PP | Germany | 0.176 |  | 2011 |  |  | 47.4081 | 10.3069 | [5 empty] | MASTR: MASTR-SEE910813726694
140418 | Wasserkraftanlage Sose Turbine Hochwasser | Hydro | Reservoir | PP | Germany | 1.258 |  | 1932 |  |  | 51.7381 | 10.3061 | [5 empty] | MASTR: MASTR-SEE942841354174
140419 | Wasserkraftanlage Sosetalsperre | Hydro | Reservoir | PP | Germany | 0.18 |  | 2017 |  |  | 51.7381 | 10.3061 | [5 empty] | MASTR: MASTR-SEE994392960823
140420 | Wasserkraftanlage Sosetalsperre | Hydro | Reservoir | PP | Germany | 0.17 |  | 1932 |  |  | 51.7381 | 10.3061 | [5 empty] | MASTR: MASTR-SEE955419269251
140421 | Wasserkraftanlage Sperrlutter | Hydro | Run-Of-River | PP | Germany | 0.21 |  | 1936 |  |  | 51.6759 | 10.5003 | [5 empty] | MASTR: MASTR-SEE954541149523
140422 | Wasserkraftanlage Stallegg | Hydro | Run-Of-River | PP | Germany | 0.401 |  | 1900 |  |  | 47.8583 | 8.2841 | [5 empty] | MASTR: MASTR-SEE905304976580
140423 | Wasserkraftanlage Steina | Hydro | Run-Of-River | PP | Germany | 0.5 |  | 1997 |  |  | 51.1031 | 13.0249 | [5 empty] | MASTR: MASTR-SEE908096702344
140424 | Wasserkraftanlage Talsperre Pirk | Hydro | Reservoir | PP | Germany | 0.413 |  | 1938 |  |  | 50.431 | 12.096 | [5 empty] | MASTR: MASTR-SEE948735124373
140425 | Wasserkraftanlage Talsperre Pohl | Hydro | Reservoir | PP | Germany | 0.8 |  | 2005 |  |  | 50.5516 | 12.1837 | [5 empty] | MASTR: MASTR-SEE977235199734
140426 | Wasserkraftanlage Talsperre Spremberg | Hydro | Reservoir | PP | Germany | 0.9875 |  | 1965 |  |  | 51.6588 | 14.3899 | [5 empty] | MASTR: MASTR-SEE905598862729
140427 | Wasserkraftanlage Trautmannsmuhle | Hydro | Run-Of-River | PP | Germany | 0.2 |  | 2009 |  |  | 49.1129 | 13.004 | [5 empty] | MASTR: MASTR-SEE970158675699
140428 | Wasserkraftanlage Trebitzmuhle | Hydro | Run-Of-River | PP | Germany | 0.1 |  | 1998 |  |  | 50.1418 | 11.2123 | [5 empty] | MASTR: MASTR-SEE905355487325
140429 | Wasserkraftanlage Trebitzmuhle | Hydro | Run-Of-River | PP | Germany | 0.147 |  | 1998 |  |  | 50.1418 | 11.2123 | [5 empty] | MASTR: MASTR-SEE946047695673
140430 | Wasserkraftanlage Uferstrasse | Hydro | Run-Of-River | PP | Germany | 0.36 |  | 1988 |  |  | 49.4792 | 10.9819 | [5 empty] | MASTR: MASTR-SEE924001038209
140431 | Wasserkraftanlage Unterensingen | Hydro | Run-Of-River | PP | Germany | 0.605 |  | 1961 |  |  | 48.6509 | 9.3555 | [5 empty] | MASTR: MASTR-SEE925568574773
140432 | Wasserkraftanlage Walkmuhle | Hydro | Run-Of-River | PP | Germany | 0.25 |  | 2012 |  |  | 50.5534 | 10.4113 | [5 empty] | MASTR: MASTR-SEE981825725159
140433 | Wasserkraftanlage Wasserwerk Eybtal | Hydro | Run-Of-River | PP | Germany | 0.1 |  | 1977 |  |  | 48.6279 | 9.8493 | [5 empty] | MASTR: MASTR-SEE907372919797
140434 | Wasserkraftanlage Webermuhle Gmbh | Hydro | Run-Of-River | PP | Germany | 0.49 |  | 1993 |  |  | 50.8753 | 13.0213 | [5 empty] | MASTR: MASTR-SEE946437282667
140435 | Wasserkraftanlage Wittibsmuhle | Hydro | Run-Of-River | PP | Germany | 0.45 |  | 2012 |  |  | 48.4796 | 11.9195 | [5 empty] | MASTR: MASTR-SEE994716782032
140436 | Wasserkraftanlage Wkw Colditz Eule | Hydro | Run-Of-River | PP | Germany | 0.3 |  | 2008 |  |  | 51.1481 | 12.7914 | [5 empty] | MASTR: MASTR-SEE922157279439
140437 | Wasserkraftanlage Wolkenstein | Hydro | Run-Of-River | PP | Germany | 0.465 |  | 1992 |  |  | 50.6669 | 13.0572 | [5 empty] | MASTR: MASTR-SEE936812154009
140438 | Wasserkraftanlage Wuppertal Herbringhausen | Hydro | Run-Of-River | PP | Germany | 0.193 |  | 2006 |  |  | 51.2304 | 7.2749 | [5 empty] | MASTR: MASTR-SEE941261566068
140439 | Wasserkraftschnecke | Hydro | Run-Of-River | PP | Germany | 0.24 |  | 2022 |  |  | 49.805 | 7.7871 | [5 empty] | MASTR: MASTR-SEE909880203153
140440 | Wasserkraftschnecke | Hydro | Run-Of-River | PP | Germany | 0.156 |  | 2016 |  |  | 47.9778 | 12.5027 | [5 empty] | MASTR: MASTR-SEE969593155965
140441 | Wasserkraftschnecke | Hydro | Run-Of-River | PP | Germany | 0.115 |  | 1921 |  |  | 51.4866 | 9.1911 | [5 empty] | MASTR: MASTR-SEE957491779482
140442 | Wasserkraftstufe Turbine | Hydro | Run-Of-River | PP | Germany | 0.38 |  | 1981 |  |  | 47.7569 | 11.7431 | [5 empty] | MASTR: MASTR-SEE964062604074
140443 | Wasserkraftstufe Turbine | Hydro | Run-Of-River | PP | Germany | 0.285 |  | 1903 |  |  | 47.7569 | 11.7431 | [5 empty] | MASTR: MASTR-SEE936178190048
140444 | Wasserkraftstufe Turbine | Hydro | Run-Of-River | PP | Germany | 0.16 |  | 1982 |  |  | 47.7569 | 11.7431 | [5 empty] | MASTR: MASTR-SEE988406930032
140445 | Wasserkraftwer Zulow | Hydro | Run-Of-River | PP | Germany | 0.45 |  | 2005 |  |  | 53.703 | 11.903 | [5 empty] | MASTR: MASTR-SEE972359155291
140446 | Wasserkraftwerk | Hydro | Run-Of-River | PP | Germany | 0.315 |  | 2001 |  |  | 47.6779 | 9.823 | [5 empty] | MASTR: MASTR-SEE961805614802
140447 | Wasserkraftwerk | Hydro | Run-Of-River | PP | Germany | 0.1 |  | 2010 |  |  | 48.727 | 13.5066 | [5 empty] | MASTR: MASTR-SEE947198214317
140448 | Wasserkraftwerk | Hydro | Run-Of-River | PP | Germany | 0.22 |  | 2009 |  |  | 48.4125 | 13.2495 | [5 empty] | MASTR: MASTR-SEE987144989876
140449 | Wasserkraftwerk | Hydro | Run-Of-River | PP | Germany | 0.127 |  | 2013 |  |  | 47.4083 | 10.286 | [5 empty] | MASTR: MASTR-SEE948772162178
140450 | Wasserkraftwerk | Hydro | Run-Of-River | PP | Germany | 0.11 |  | 1977 |  |  | 48.9662 | 12.8361 | [5 empty] | MASTR: MASTR-SEE926842008465
140451 | Wasserkraftwerk | Hydro | Run-Of-River | PP | Germany | 0.33 |  | 1993 |  |  | 48.468 | 10.383 | [5 empty] | MASTR: MASTR-SEE920584701271
140452 | Wasserkraftwerk | Hydro | Run-Of-River | PP | Germany | 0.9 |  | 1999 |  |  | 50.6926 | 11.3385 | [5 empty] | MASTR: MASTR-SEE976249737345
140453 | Wasserkraftwerk | Hydro | Run-Of-River | PP | Germany | 0.21 |  | 2013 |  |  | 47.749 | 11.9273 | [5 empty] | MASTR: MASTR-SEE951468023097
140454 | Wasserkraftwerk | Hydro | Run-Of-River | PP | Germany | 0.1 |  | 2017 |  |  | 48.629 | 11.441 | [5 empty] | MASTR: MASTR-SEE974420637811
140455 | Wasserkraftwerk | Hydro | Run-Of-River | PP | Germany | 0.24 |  | 2001 |  |  | 48.9187 | 8.7808 | [5 empty] | MASTR: MASTR-SEE951143189919
140456 | Wasserkraftwerk | Hydro | Run-Of-River | PP | Germany | 0.132 |  | 2009 |  |  | 47.8808 | 11.9112 | [5 empty] | MASTR: MASTR-SEE929309407436
140457 | Wasserkraftwerk | Hydro | Run-Of-River | PP | Germany | 0.165 |  | 1995 |  |  | 48.458 | 8.2851 | [5 empty] | MASTR: MASTR-SEE995508904250
140458 | Wasserkraftwerk | Hydro | Run-Of-River | PP | Germany | 0.14 |  | 1989 |  |  | 48.7157 | 11.4933 | [5 empty] | MASTR: MASTR-SEE975116513037
140459 | Wasserkraftwerk | Hydro | Run-Of-River | PP | Germany | 0.45 |  | 2020 |  |  | 47.6827 | 9.8471 | [5 empty] | MASTR: MASTR-SEE940377112725
140460 | Wasserkraftwerk | Hydro | Run-Of-River | PP | Germany | 0.145 |  | 2001 |  |  | 47.6682 | 9.8068 | [5 empty] | MASTR: MASTR-SEE964338500123
140461 | Wasserkraftwerk | Hydro | Run-Of-River | PP | Germany | 0.228 |  | 2007 |  |  | 48.8503 | 12.9899 | [5 empty] | MASTR: MASTR-SEE957303903791
140462 | Wasserkraftwerk | Hydro | Run-Of-River | PP | Germany | 0.1 |  | 1999 |  |  | 50.6879 | 11.3373 | [5 empty] | MASTR: MASTR-SEE928509600685
140463 | Wasserkraftwerk | Hydro | Run-Of-River | PP | Germany | 1.65 |  | 1968 |  |  | 48.025 | 10.6534 | [5 empty] | MASTR: MASTR-SEE962112279715
140464 | Wasserkraftwerk | Hydro | Run-Of-River | PP | Germany | 0.115 |  | 2012 |  |  | 50.9334 | 9.1921 | [5 empty] | MASTR: MASTR-SEE954278911387
140465 | Wasserkraftwerk | Hydro | Run-Of-River | PP | Germany | 0.2 |  | 1985 |  |  | 48.5159 | 9.3615 | [5 empty] | MASTR: MASTR-SEE962196785676
140466 | Wasserkraftwerk | Hydro | Run-Of-River | PP | Germany | 0.425 |  | 2015 |  |  | 50.5999 | 11.6556 | [5 empty] | MASTR: MASTR-SEE943201314005
140467 | Wasserkraftwerk | Hydro | Run-Of-River | PP | Germany | 0.2 |  | 1962 |  |  | 49.153 | 12.146 | [5 empty] | MASTR: MASTR-SEE993285669652
140468 | Wasserkraftwerk | Hydro | Run-Of-River | PP | Germany | 0.22 |  | 2012 |  |  | 47.6293 | 10.0374 | [5 empty] | MASTR: MASTR-SEE981637714778
140469 | Wasserkraftwerk | Hydro | Run-Of-River | PP | Germany | 0.145 |  | 1906 |  |  | 54.3413 | 9.9701 | [5 empty] | MASTR: MASTR-SEE933140334394
140470 | Wasserkraftwerk | Hydro | Run-Of-River | PP | Germany | 0.15 |  | 1937 |  |  | 49.2142 | 12.2048 | [5 empty] | MASTR: MASTR-SEE953641714211
140471 | Wasserkraftwerk | Hydro | Run-Of-River | PP | Germany | 0.11 |  | 2004 |  |  | 49.3121 | 9.4446 | [5 empty] | MASTR: MASTR-SEE979022012387
140472 | Wasserkraftwerk | Hydro | Run-Of-River | PP | Germany | 0.29 |  | 1956 |  |  | 49.416 | 11.018 | [5 empty] | MASTR: MASTR-SEE949853564317
140473 | Wasserkraftwerk | Hydro | Run-Of-River | PP | Germany | 0.1638 |  | 2007 |  |  | 49.4887 | 12.1669 | [5 empty] | MASTR: MASTR-SEE992846063038
140474 | Wasserkraftwerk | Hydro | Run-Of-River | PP | Germany | 0.175 |  | 1999 |  |  | 48.4139 | 8.3296 | [5 empty] | MASTR: MASTR-SEE914009594937
140475 | Wasserkraftwerk | Hydro | Run-Of-River | PP | Germany | 0.24 |  | 2014 |  |  | 48.3808 | 10.8904 | [5 empty] | MASTR: MASTR-SEE931287671365
140476 | Wasserkraftwerk | Hydro | Run-Of-River | PP | Germany | 0.113 |  | 2012 |  |  | 48.6307 | 12.8807 | [5 empty] | MASTR: MASTR-SEE958317053083
140477 | Wasserkraftwerk | Hydro | Run-Of-River | PP | Germany | 0.1 |  | 1963 |  |  | 49.153 | 12.146 | [5 empty] | MASTR: MASTR-SEE974964465970
140478 | Wasserkraftwerk | Hydro | Run-Of-River | PP | Germany | 0.144 |  | 1959 |  |  | 49.3876 | 12.1436 | [5 empty] | MASTR: MASTR-SEE925353322251
140479 | Wasserkraftwerk | Hydro | Run-Of-River | PP | Germany | 0.15 |  | 1959 |  |  | 49.3876 | 12.1436 | [5 empty] | MASTR: MASTR-SEE975469713795
140480 | Wasserkraftwerk | Hydro | Run-Of-River | PP | Germany | 0.21 |  | 1997 |  |  | 48.291 | 8.325 | [5 empty] | MASTR: MASTR-SEE945794327981
140482 | Wasserkraftwerk Affoldern | Hydro | Run-Of-River | PP | Germany | 3.2 |  | 1929 |  |  | 51.1641 | 9.0832 | [5 empty] | MASTR: MASTR-SEE944282768275
140483 | Wasserkraftwerk Alte Dorfstr | Hydro | Run-Of-River | PP | Germany | 0.11 |  | 2003 |  |  | 48.5729 | 11.282 | [5 empty] | MASTR: MASTR-SEE944878257022
140484 | Wasserkraftwerk Altwied | Hydro | Run-Of-River | PP | Germany | 1.2 |  | 1912 |  |  | 50.4827 | 7.4714 | [5 empty] | MASTR: MASTR-SEE974692629507
140485 | Wasserkraftwerk An Der Paar | Hydro | Run-Of-River | PP | Germany | 0.22 |  | 2005 |  |  | 48.7143 | 11.4903 | [5 empty] | MASTR: MASTR-SEE987866249258
140486 | Wasserkraftwerk Antonsthal | Hydro | Run-Of-River | PP | Germany | 0.224 |  | 2027 |  |  | 50.5015 | 12.7594 | [5 empty] | MASTR: MASTR-SEE965869467176
140487 | Wasserkraftwerk Asbergmuhle | Hydro | Run-Of-River | PP | Germany | 0.1 |  | 2005 |  |  | 48.8639 | 13.2776 | [5 empty] | MASTR: MASTR-SEE917629155267
140488 | Wasserkraftwerk Baierbrunn Vlh Turbine | Hydro | Run-Of-River | PP | Germany | 0.39 |  | 2017 |  |  | 48.0269 | 11.5021 | [5 empty] | MASTR: MASTR-SEE902482787540
140489 | Wasserkraftwerk Bannholz | Hydro | Run-Of-River | PP | Germany | 0.16 |  | 2009 |  |  | 48.8175 | 13.5509 | [5 empty] | MASTR: MASTR-SEE961231640000
140490 | Wasserkraftwerk Bernreutehof | Hydro | Run-Of-River | PP | Germany | 0.28 |  | 1995 |  |  | 48.0072 | 8.3253 | [5 empty] | MASTR: MASTR-SEE937130766332
140491 | Wasserkraftwerk Bienertwehr | Hydro | Run-Of-River | PP | Germany | 0.19 |  | 2000 |  |  | 51.025 | 13.7005 | [5 empty] | MASTR: MASTR-SEE989392755968
140492 | Wasserkraftwerk Bronnbach | Hydro | Run-Of-River | PP | Germany | 0.345 |  | 2000 |  |  | 49.7119 | 9.5469 | [5 empty] | MASTR: MASTR-SEE927779598883
140493 | Wasserkraftwerk Burgau | Hydro | Run-Of-River | PP | Germany | 0.22 |  | 1937 |  |  | 48.432 | 10.408 | [5 empty] | MASTR: MASTR-SEE952121611521
140494 | Wasserkraftwerk Burghaig | Hydro | Run-Of-River | PP | Germany | 0.315 |  | 1910 |  |  | 50.1047 | 11.4141 | [5 empty] | MASTR: MASTR-SEE997681221483
140495 | Wasserkraftwerk Clariant Heufeld | Hydro | Run-Of-River | PP | Germany | 0.5 |  | 2009 |  |  | 47.8705 | 11.9631 | [5 empty] | MASTR: MASTR-SEE918499322063
140496 | Wasserkraftwerk Cramberg | Hydro | Run-Of-River | PP | Germany | 3.63 |  | 1926 |  |  | 50.3308 | 7.9258 | [5 empty] | MASTR: MASTR-SEE944905384776
140497 | Wasserkraftwerk Dahlhausen Gebr Senft | Hydro | Run-Of-River | PP | Germany | 0.32 |  | 2000 |  |  | 51.2147 | 7.3096 | [5 empty] | MASTR: MASTR-SEE961352609122
140498 | Wasserkraftwerk Dausenau | Hydro | Run-Of-River | PP | Germany | 1.4 |  | 1986 |  |  | 50.3209 | 7.7445 | [5 empty] | MASTR: MASTR-SEE936951085240
140499 | Wasserkraftwerk Ddorf | Hydro | Run-Of-River | PP | Germany | 0.16 |  | 2007 |  |  | 48.4116 | 11.9446 | [5 empty] | MASTR: MASTR-SEE973805190316
140500 | Wasserkraftwerk Delstern | Hydro | Run-Of-River | PP | Germany | 0.12 |  | 1996 |  |  | 51.338 | 7.514 | [5 empty] | MASTR: MASTR-SEE953607425700
140501 | Wasserkraftwerk Diemelmuhle | Hydro | Run-Of-River | PP | Germany | 0.135 |  | 2020 |  |  | 51.482 | 9.2149 | [5 empty] | MASTR: MASTR-SEE933109197398
140502 | Wasserkraftwerk Dillenburg | Hydro | Run-Of-River | PP | Germany | 0.165 |  | 1997 |  |  | 50.7225 | 8.3002 | [5 empty] | MASTR: MASTR-SEE930337821644
140503 | Wasserkraftwerk Dobritschen | Hydro | Run-Of-River | PP | Germany | 0.28 |  | 1907 |  |  | 51.0422 | 11.6795 | [5 empty] | MASTR: MASTR-SEE916514737991
140504 | Wasserkraftwerk Dorverden | Hydro | Run-Of-River | PP | Germany | 5 |  | 1914 |  |  | 52.8526 | 9.2124 | [5 empty] | MASTR: MASTR-SEE948068633795
140505 | Wasserkraftwerk Drakenburg | Hydro | Run-Of-River | PP | Germany | 5.633 |  | 1956 |  |  | 52.6899 | 9.2105 | [5 empty] | MASTR: MASTR-SEE980236751542
140506 | Wasserkraftwerk Eberbach Itterkraftwerk | Hydro | Reservoir | PP | Germany | 1.1 |  | 2000 |  |  | 49.4783 | 8.9967 | [5 empty] | MASTR: MASTR-SEE951711414108
140507 | Wasserkraftwerk Eddersheim | Hydro | Run-Of-River | PP | Germany | 5.4 |  | 1941 |  |  | 50.0393 | 8.4763 | [5 empty] | MASTR: MASTR-SEE934726768800
140508 | Wasserkraftwerk Ekw | Hydro | Run-Of-River | PP | Germany | 0.28 |  | 1949 |  |  | 48.9587 | 9.1309 | [5 empty] | MASTR: MASTR-SEE984469506733
140509 | Wasserkraftwerk Ekw | Hydro | Run-Of-River | PP | Germany | 0.28 |  | 1949 |  |  | 48.9587 | 9.1309 | [5 empty] | MASTR: MASTR-SEE968508816427
140510 | Wasserkraftwerk Elisenhutte | Hydro | Run-Of-River | PP | Germany | 2.568 |  | 1930 |  |  | 50.3041 | 7.8298 | [5 empty] | MASTR: MASTR-SEE987320451586
140511 | Wasserkraftwerk Elz | Hydro | Run-Of-River | PP | Germany | 0.2 |  | 1960 |  |  | 48.2628 | 7.7235 | [5 empty] | MASTR: MASTR-SEE976476871850
140512 | Wasserkraftwerk Engfurt | Hydro | Run-Of-River | PP | Germany | 0.1248 |  | 1943 |  |  | 48.2793 | 12.6085 | [5 empty] | MASTR: MASTR-SEE998445471700
140513 | Wasserkraftwerk Ersatz | Hydro | Run-Of-River | PP | Germany | 0.11 |  | 2015 |  |  | 48.9662 | 12.8361 | [5 empty] | MASTR: MASTR-SEE949006338772
140514 | Wasserkraftwerk Essen | Hydro | Run-Of-River | PP | Germany | 0.9 |  | 2010 |  |  | 51.439 | 7.0614 | [5 empty] | MASTR: MASTR-SEE914669932025
140515 | Wasserkraftwerk Esterberg | Hydro | Run-Of-River | PP | Germany | 0.582 |  | 2009 |  |  | 47.5072 | 11.1049 | [5 empty] | MASTR: MASTR-SEE923031626998
140516 | Wasserkraftwerk Eule Colditz | Hydro | Run-Of-River | PP | Germany | 0.7 |  | 1992 |  |  | 51.146 | 12.792 | [5 empty] | MASTR: MASTR-SEE964911620477
140517 | Wasserkraftwerk Fachbach | Hydro | Run-Of-River | PP | Germany | 0.4 |  | 1900 |  |  | 50.3335 | 7.672 | [5 empty] | MASTR: MASTR-SEE990346070396
140518 | Wasserkraftwerk Faserplatte | Hydro | Reservoir | PP | Germany | 0.315 |  | 1999 |  |  | 50 | 12 | [5 empty] | MASTR: MASTR-SEE933523807682
140519 | Wasserkraftwerk Friedrichssegen | Hydro | Run-Of-River | PP | Germany | 0.744 |  | 1909 |  |  | 50.3074 | 7.6457 | [5 empty] | MASTR: MASTR-SEE995057222157
140520 | Wasserkraftwerk Fussener Strasse | Hydro | Run-Of-River | PP | Germany | 0.476 |  | 2011 |  |  | 47.7177 | 10.3236 | [5 empty] | MASTR: MASTR-SEE980857061839
140521 | Wasserkraftwerk Geradstetten | Hydro | Run-Of-River | PP | Germany | 0.11 |  | 2011 |  |  | 48.8073 | 9.4368 | [5 empty] | MASTR: MASTR-SEE933180002468
140522 | Wasserkraftwerk Gerlmuhle | Hydro | Run-Of-River | PP | Germany | 0.75 |  | 1985 |  |  | 48.5425 | 12.1542 | [5 empty] | MASTR: MASTR-SEE907359196753
140523 | Wasserkraftwerk Grafenmuhle | Hydro | Run-Of-River | PP | Germany | 0.24 |  | 2011 |  |  | 48.7758 | 12.96 | [5 empty] | MASTR: MASTR-SEE910779799343
140524 | Wasserkraftwerk Griesheim | Hydro | Run-Of-River | PP | Germany | 5.4 |  | 1933 |  |  | 50.0886 | 8.5994 | [5 empty] | MASTR: MASTR-SEE917162985055
140525 | Wasserkraftwerk Grifte | Hydro | Run-Of-River | PP | Germany | 0.5 |  | 1992 |  |  | 51.2101 | 9.4532 | [5 empty] | MASTR: MASTR-SEE968354143319
140526 | Wasserkraftwerk Gronig In Oberthal | Hydro | Run-Of-River | PP | Germany | 0.307 |  | 1983 |  |  | 49.5067 | 7.065 | [5 empty] | MASTR: MASTR-SEE989331278039
140527 | Wasserkraftwerk Gross Gastrose | Hydro | Run-Of-River | PP | Germany | 0.52 |  | 2017 |  |  | 51.8825 | 14.6526 | [5 empty] | MASTR: MASTR-SEE973661095329
140528 | Wasserkraftwerk Gross Gastrose | Hydro | Run-Of-River | PP | Germany | 0.26 |  | 2017 |  |  | 51.8825 | 14.6526 | [5 empty] | MASTR: MASTR-SEE911543225082
140529 | Wasserkraftwerk Grossarmschlag | Hydro | Run-Of-River | PP | Germany | 3.495 |  | 1955 |  |  | 48.8832 | 13.3597 | [5 empty] | MASTR: MASTR-SEE942092289713, MASTR-SEE983443477878
140530 | Wasserkraftwerk Gundelfingen Echenbrunn | Hydro | Run-Of-River | PP | Germany | 0.2 |  | 2000 |  |  | 48.5539 | 10.386 | [5 empty] | MASTR: MASTR-SEE991256875620
140531 | Wasserkraftwerk Hachen | Hydro | Run-Of-River | PP | Germany | 0.11 |  | 2016 |  |  | 51.3782 | 7.981 | [5 empty] | MASTR: MASTR-SEE976578823146
140532 | Wasserkraftwerk Hammer Turbine Und | Hydro | Run-Of-River | PP | Germany | 0.25 |  | 2012 |  |  | 49.4703 | 11.1688 | [5 empty] | MASTR: MASTR-SEE946969640485
140533 | Wasserkraftwerk Hammerbach Gmbh | Hydro | Run-Of-River | PP | Germany | 0.132 |  | 2010 |  |  | 47.807 | 12.9695 | [5 empty] | MASTR: MASTR-SEE946742333009
140534 | Wasserkraftwerk Hammermuhlbach | Hydro | Run-Of-River | PP | Germany | 0.15 |  | 2011 |  |  | 48.839 | 12.961 | [5 empty] | MASTR: MASTR-SEE965853983118
140535 | Wasserkraftwerk Hammerschmiede | Hydro | Run-Of-River | PP | Germany | 0.16 |  | 1913 |  |  | 47.925 | 10.599 | [5 empty] | MASTR: MASTR-SEE919297334685
140536 | Wasserkraftwerk Hans Sachs Weg | Hydro | Run-Of-River | PP | Germany | 0.275 |  | 2003 |  |  | 48.5522 | 11.2512 | [5 empty] | MASTR: MASTR-SEE922975891332
140537 | Wasserkraftwerk Hasemuhle Bersenbruck | Hydro | Run-Of-River | PP | Germany | 0.19 |  | 2009 |  |  | 52.5566 | 7.951 | [5 empty] | MASTR: MASTR-SEE995930852099
140538 | Wasserkraftwerk Haslach | Hydro | Run-Of-River | PP | Germany | 0.6 |  | 1999 |  |  | 47.6203 | 10.4605 | [5 empty] | MASTR: MASTR-SEE994484341578
140539 | Wasserkraftwerk Hattorf | Hydro | Run-Of-River | PP | Germany | 0.33 |  | 1999 |  |  | 51.6462 | 10.2272 | [5 empty] | MASTR: MASTR-SEE955939612223
140540 | Wasserkraftwerk Haueda | Hydro | Run-Of-River | PP | Germany | 0.16 |  | 1980 |  |  | 51.491 | 9.2512 | [5 empty] | MASTR: MASTR-SEE941618297300
140541 | Wasserkraftwerk Hoellthal | Hydro | Run-Of-River | PP | Germany | 0.156 |  | 2016 |  |  | 47.9778 | 12.5027 | [5 empty] | MASTR: MASTR-SEE992139607529
140542 | Wasserkraftwerk Hoellthal | Hydro | Run-Of-River | PP | Germany | 0.36 |  | 2007 |  |  | 47.9781 | 12.5027 | [5 empty] | MASTR: MASTR-SEE924454112808
140543 | Wasserkraftwerk Hohenfichte | Hydro | Run-Of-River | PP | Germany | 0.2 |  | 1993 |  |  | 50.8256 | 13.1288 | [5 empty] | MASTR: MASTR-SEE995877347566
140544 | Wasserkraftwerk Honau Gbr | Hydro | Reservoir | PP | Germany | 0.11 |  | 1997 |  |  | 48.4149 | 9.2589 | [5 empty] | MASTR: MASTR-SEE957548111104
140545 | Wasserkraftwerk Hopfling | Hydro | Run-Of-River | PP | Germany | 0.3 |  | 1984 |  |  | 47.8128 | 12.6477 | [5 empty] | MASTR: MASTR-SEE924906983970
140546 | Wasserkraftwerk Horn | Hydro | Run-Of-River | PP | Germany | 4.992 |  | 1999 |  |  | 47.5665 | 10.7111 | [5 empty] | MASTR: MASTR-SEE911411690646, MASTR-SEE922484588716
140547 | Wasserkraftwerk Illerkraftwerk Au | Hydro | Run-Of-River | PP | Germany | 0.45 |  | 2015 |  |  | 47.6854 | 10.3207 | [5 empty] | MASTR: MASTR-SEE975889929561
140548 | Wasserkraftwerk Illerkraftwerk Au | Hydro | Run-Of-River | PP | Germany | 0.45 |  | 2015 |  |  | 47.6854 | 10.3207 | [5 empty] | MASTR: MASTR-SEE979111563165
140549 | Wasserkraftwerk Illerstrasse | Hydro | Run-Of-River | PP | Germany | 0.9 |  | 1999 |  |  | 47.7266 | 10.3199 | [5 empty] | MASTR: MASTR-SEE902666163382
140550 | Wasserkraftwerk Illerstrasse | Hydro | Run-Of-River | PP | Germany | 0.304 |  | 1999 |  |  | 47.7266 | 10.3199 | [5 empty] | MASTR: MASTR-SEE978302669310
140551 | Wasserkraftwerk Illerstrasse | Hydro | Run-Of-River | PP | Germany | 0.304 |  | 1999 |  |  | 47.7266 | 10.3199 | [5 empty] | MASTR: MASTR-SEE990455075404
140552 | Wasserkraftwerk Illerstrasse | Hydro | Run-Of-River | PP | Germany | 0.39 |  | 1999 |  |  | 47.7266 | 10.3199 | [5 empty] | MASTR: MASTR-SEE956523854944
140553 | Wasserkraftwerk Ilz | Hydro | Run-Of-River | PP | Germany | 0.1 |  | 1993 |  |  | 48.7348 | 13.4372 | [5 empty] | MASTR: MASTR-SEE955571611585
140554 | Wasserkraftwerk Immenstadt Hochried | Hydro | Run-Of-River | PP | Germany | 0.8 |  | 2010 |  |  | 47.5558 | 10.2165 | [5 empty] | MASTR: MASTR-SEE982802480597
140555 | Wasserkraftwerk Innerstetalsperre | Hydro | Reservoir | PP | Germany | 0.3 |  | 1991 |  |  | 51.9149 | 10.3014 | [5 empty] | MASTR: MASTR-SEE953820506064
140556 | Wasserkraftwerk Jagsthausen | Hydro | Run-Of-River | PP | Germany | 0.15 |  | 2016 |  |  | 49.3077 | 9.4654 | [5 empty] | MASTR: MASTR-SEE979879235649
140557 | Wasserkraftwerk Johannisthal | Hydro | Run-Of-River | PP | Germany | 0.11 |  | 2000 |  |  | 49.8116 | 12.1692 | [5 empty] | MASTR: MASTR-SEE916866389923
140558 | Wasserkraftwerk Kaufbeurer Strasse | Hydro | Run-Of-River | PP | Germany | 0.25 |  | 2015 |  |  | 47.7257 | 10.3228 | [5 empty] | MASTR: MASTR-SEE941545150426
140559 | Wasserkraftwerk Keselstrasse | Hydro | Run-Of-River | PP | Germany | 2.771 |  | 2009 |  |  | 47.7185 | 10.3223 | [5 empty] | MASTR: MASTR-SEE926834704542, MASTR-SEE938091194936
140560 | Wasserkraftwerk Kirchheim | Hydro | Run-Of-River | PP | Germany | 0.215 |  | 2000 |  |  | 48.6317 | 9.4524 | [5 empty] | MASTR: MASTR-SEE976519732063
140561 | Wasserkraftwerk Kirchheim | Hydro | Run-Of-River | PP | Germany | 0.13 |  | 2004 |  |  | 48.637 | 9.4517 | [5 empty] | MASTR: MASTR-SEE955797558312
140562 | Wasserkraftwerk Kleinkotz | Hydro | Run-Of-River | PP | Germany | 0.167 |  | 2010 |  |  | 48.4155 | 10.2814 | [5 empty] | MASTR: MASTR-SEE920116763791
140563 | Wasserkraftwerk Kniebreche | Hydro | Run-Of-River | PP | Germany | 0.11 |  | 1996 |  |  | 50.6605 | 13.2132 | [5 empty] | MASTR: MASTR-SEE965540944354
140564 | Wasserkraftwerk Kranzberg | Hydro | Run-Of-River | PP | Germany | 2.5 |  | 1910 |  |  | 48.8576 | 12.2433 | [5 empty] | MASTR: MASTR-SEE902741184738
140565 | Wasserkraftwerk Kwo | Hydro | Run-Of-River | PP | Germany | 0.22 |  | 2013 |  |  | 47.3983 | 10.2888 | [5 empty] | MASTR: MASTR-SEE905235523037
140566 | Wasserkraftwerk Kylltal | Hydro | Run-Of-River | PP | Germany | 0.3 |  | 1902 |  |  | 49.8185 | 6.6689 | [5 empty] | MASTR: MASTR-SEE956344768819
140567 | Wasserkraftwerk Kylltal | Hydro | Run-Of-River | PP | Germany | 0.2 |  | 1902 |  |  | 49.8185 | 6.6689 | [5 empty] | MASTR: MASTR-SEE920821908128
140568 | Wasserkraftwerk Langwedel | Hydro | Run-Of-River | PP | Germany | 6.468 |  | 1958 |  |  | 52.9637 | 9.1529 | [5 empty] | MASTR: MASTR-SEE994615652641
140569 | Wasserkraftwerk Lechbruck | Hydro | Run-Of-River | PP | Germany | 0.92 |  | 2016 |  |  | 47.6929 | 10.7974 | [5 empty] | MASTR: MASTR-SEE978176260606
140570 | Wasserkraftwerk Lechbruck | Hydro | Run-Of-River | PP | Germany | 0.92 |  | 2016 |  |  | 47.6929 | 10.7974 | [5 empty] | MASTR: MASTR-SEE903189842945
140571 | Wasserkraftwerk Lechbruck | Hydro | Run-Of-River | PP | Germany | 2.2275 |  | 2016 |  |  | 47.6929 | 10.7974 | [5 empty] | MASTR: MASTR-SEE995862682368
140572 | Wasserkraftwerk Lechbruck | Hydro | Run-Of-River | PP | Germany | 0.92 |  | 2016 |  |  | 47.6929 | 10.7974 | [5 empty] | MASTR: MASTR-SEE924714158645
140573 | Wasserkraftwerk Liebenau | Hydro | Run-Of-River | PP | Germany | 0.105 |  | 1966 |  |  | 51.496 | 9.281 | [5 empty] | MASTR: MASTR-SEE999336287691
140574 | Wasserkraftwerk Liebenau | Hydro | Run-Of-River | PP | Germany | 0.16 |  | 1966 |  |  | 51.496 | 9.281 | [5 empty] | MASTR: MASTR-SEE985766397314
140575 | Wasserkraftwerk Lissberg | Hydro | Reservoir | PP | Germany | 1.3 |  | 1928 |  |  | 50.3762 | 9.0924 | [5 empty] | MASTR: MASTR-SEE972202087915
140576 | Wasserkraftwerk Lissberg | Hydro | Reservoir | PP | Germany | 0.75 |  | 1921 |  |  | 50.3769 | 9.0916 | [5 empty] | MASTR: MASTR-SEE985645724682
140577 | Wasserkraftwerk Lohrtal | Hydro | Run-Of-River | PP | Germany | 0.165 |  | 2019 |  |  | 50.0256 | 9.5376 | [5 empty] | MASTR: MASTR-SEE937822898570
140578 | Wasserkraftwerk Ludwigswehr | Hydro | Run-Of-River | PP | Germany | 6.53 |  | 1955 |  |  | 48.5384 | 12.1519 | [5 empty] | MASTR: MASTR-SEE969439735917, MASTR-SEE992718763905
140579 | Wasserkraftwerk Malzfeldt Hauptwerk Bad Karlshafen | Hydro | Run-Of-River | PP | Germany | 0.22 |  | 1957 |  |  | 51.6411 | 9.4497 | [5 empty] | MASTR: MASTR-SEE956824062581
140580 | Wasserkraftwerk Mindelaltheim | Hydro | Run-Of-River | PP | Germany | 0.36 |  | 2010 |  |  | 48.452 | 10.403 | [5 empty] | MASTR: MASTR-SEE917743273601
140581 | Wasserkraftwerk Mittelstadt | Hydro | Run-Of-River | PP | Germany | 0.55 |  | 1917 |  |  | 48.5648 | 9.2257 | [5 empty] | MASTR: MASTR-SEE943472300110
140582 | Wasserkraftwerk Mogling | Hydro | Run-Of-River | PP | Germany | 0.259 |  | 2015 |  |  | 48.0178 | 12.0686 | [5 empty] | MASTR: MASTR-SEE987348880344
140583 | Wasserkraftwerk Muhl Enwag | Hydro | Run-Of-River | PP | Germany | 0.178 |  | 2005 |  |  | 50.554 | 8.4987 | [5 empty] | MASTR: MASTR-SEE973236167680
140584 | Wasserkraftwerk Muhlbach | Hydro | Reservoir | PP | Germany | 0.7 |  | 1925 |  |  | 47.6373 | 12.1687 | [5 empty] | MASTR: MASTR-SEE932751232556
140585 | Wasserkraftwerk Muhlbach | Hydro | Run-Of-River | PP | Germany | 0.105 |  | 2007 |  |  | 47.9082 | 12.6196 | [5 empty] | MASTR: MASTR-SEE921433936790
140586 | Wasserkraftwerk Nassau | Hydro | Run-Of-River | PP | Germany | 1.4 |  | 1985 |  |  | 50.3166 | 7.7877 | [5 empty] | MASTR: MASTR-SEE999978461985
140587 | Wasserkraftwerk Niederrossla | Hydro | Run-Of-River | PP | Germany | 0.11 |  | 2012 |  |  | 51.0374 | 11.4838 | [5 empty] | MASTR: MASTR-SEE938737305269
140588 | Wasserkraftwerk Nuttlar | Hydro | Run-Of-River | PP | Germany | 0.18 |  | 2013 |  |  | 51.3666 | 8.4316 | [5 empty] | MASTR: MASTR-SEE963056595718
140589 | Wasserkraftwerk Oberwohr | Hydro | Run-Of-River | PP | Germany | 0.61 |  | 1921 |  |  | 47.8472 | 12.0968 | [5 empty] | MASTR: MASTR-SEE993827891480
140590 | Wasserkraftwerk Oberwohr | Hydro | Run-Of-River | PP | Germany | 0.61 |  | 1921 |  |  | 47.8472 | 12.0967 | [5 empty] | MASTR: MASTR-SEE984974152289
140591 | Wasserkraftwerk Offingen | Hydro | Run-Of-River | PP | Germany | 0.22 |  | 2000 |  |  | 48.4854 | 10.3757 | [5 empty] | MASTR: MASTR-SEE966282955820
140592 | Wasserkraftwerk Oldau | Hydro | Run-Of-River | PP | Germany | 0.25 |  | 2010 |  |  | 52.6588 | 9.9366 | [5 empty] | MASTR: MASTR-SEE913307637834
140593 | Wasserkraftwerk Oldau | Hydro | Run-Of-River | PP | Germany | 0.2 |  | 2010 |  |  | 52.6588 | 9.9365 | [5 empty] | MASTR: MASTR-SEE933056176613
140594 | Wasserkraftwerk Ortmuhle | Hydro | Run-Of-River | PP | Germany | 0.312 |  | 2009 |  |  | 48.809 | 13.54 | [5 empty] | MASTR: MASTR-SEE985134517887
140595 | Wasserkraftwerk Paper Mill Trostberg | Hydro | Run-Of-River | PP | Germany | 0.35 |  | 2004 |  |  | 48.0254 | 12.544 | [5 empty] | MASTR: MASTR-SEE913460513440
140596 | Wasserkraftwerk Pasing | Hydro | Run-Of-River | PP | Germany | 0.32 |  | 2018 |  |  | 48.1368 | 11.4533 | [5 empty] | MASTR: MASTR-SEE923898921106
140597 | Wasserkraftwerk Pluderhausen | Hydro | Run-Of-River | PP | Germany | 0.155 |  | 2004 |  |  | 48.7868 | 9.6103 | [5 empty] | MASTR: MASTR-SEE911672473613
140598 | Wasserkraftwerk Pulvermuhle | Hydro | Run-Of-River | PP | Germany | 0.12 |  | 2010 |  |  | 48.815 | 13.5445 | [5 empty] | MASTR: MASTR-SEE924986674270
140599 | Wasserkraftwerk Raffelberg | Hydro | Run-Of-River | PP | Germany | 4.9 |  | 2001 |  |  | 51.442 | 6.8269 | [5 empty] | MASTR: MASTR-SEE958280018317
140600 | Wasserkraftwerk Rattelsdorf | Hydro | Run-Of-River | PP | Germany | 0.138 |  | 1987 |  |  | 50.016 | 10.883 | [5 empty] | MASTR: MASTR-SEE932196947107
140601 | Wasserkraftwerk Reichertshofen | Hydro | Run-Of-River | PP | Germany | 0.2 |  | 2009 |  |  | 48.6626 | 11.468 | [5 empty] | MASTR: MASTR-SEE932857475284
140602 | Wasserkraftwerk Riedlingen | Hydro | Run-Of-River | PP | Germany | 0.132 |  | 2000 |  |  | 48.1537 | 9.477 | [5 empty] | MASTR: MASTR-SEE998138495914
140603 | Wasserkraftwerk Roth | Hydro | Run-Of-River | PP | Germany | 0.18 |  | 2017 |  |  | 49.2462 | 11.0891 | [5 empty] | MASTR: MASTR-SEE966876861438
140604 | Wasserkraftwerk Rubi | Hydro | Run-Of-River | PP | Germany | 0.155 |  | 1999 |  |  | 47.4379 | 10.2898 | [5 empty] | MASTR: MASTR-SEE969349429418
140605 | Wasserkraftwerk Russdorf | Hydro | Run-Of-River | PP | Germany | 0.315 |  | 1991 |  |  | 50.6934 | 12.1864 | [5 empty] | MASTR: MASTR-SEE902587102507
140606 | Wasserkraftwerk Russdorf | Hydro | Run-Of-River | PP | Germany | 0.165 |  | 1991 |  |  | 50.6934 | 12.1864 | [5 empty] | MASTR: MASTR-SEE986608812422
140607 | Wasserkraftwerk Sagmuhle | Hydro | Run-Of-River | PP | Germany | 0.13 |  | 1966 |  |  | 48.7685 | 13.6866 | [5 empty] | MASTR: MASTR-SEE926869144733
140608 | Wasserkraftwerk Schaltkotten | Hydro | Run-Of-River | PP | Germany | 0.176 |  | 1928 |  |  | 51.162 | 7.137 | [5 empty] | MASTR: MASTR-SEE941459358819
140609 | Wasserkraftwerk Scharzfeld | Hydro | Run-Of-River | PP | Germany | 0.17 |  | 1910 |  |  | 51.628 | 10.372 | [5 empty] | MASTR: MASTR-SEE930253108867
140610 | Wasserkraftwerk Scharzfeld Harzstr | Hydro | Run-Of-River | PP | Germany | 0.12 |  | 2013 |  |  | 51.628 | 10.383 | [5 empty] | MASTR: MASTR-SEE909271022349
140611 | Wasserkraftwerk Schleifmuhllaine | Hydro | Run-Of-River | PP | Germany | 0.2075 |  | 2010 |  |  | 47.6118 | 11.0198 | [5 empty] | MASTR: MASTR-SEE982526911186
140612 | Wasserkraftwerk Schwarzach | Hydro | Run-Of-River | PP | Germany | 0.25 |  | 2004 |  |  | 49.3315 | 11.0717 | [5 empty] | MASTR: MASTR-SEE963245553451
140613 | Wasserkraftwerk Sigmaringendorf | Hydro | Run-Of-River | PP | Germany | 0.37 |  | 1900 |  |  | 48.0716 | 9.2675 | [5 empty] | MASTR: MASTR-SEE979475384475
140614 | Wasserkraftwerk Tauber Markelsheim | Hydro | Run-Of-River | PP | Germany | 0.11 |  | 2009 |  |  | 49.4753 | 9.8352 | [5 empty] | MASTR: MASTR-SEE912009787496
140615 | Wasserkraftwerk Trettach | Hydro | Run-Of-River | PP | Germany | 0.32 |  | 2009 |  |  | 47.4066 | 10.2852 | [5 empty] | MASTR: MASTR-SEE941534996479
140616 | Wasserkraftwerk Turbine Gross | Hydro | Run-Of-River | PP | Germany | 0.176 |  | 2009 |  |  | 47.8808 | 11.9112 | [5 empty] | MASTR: MASTR-SEE978220364267
140617 | Wasserkraftwerk Turbine Klein | Hydro | Run-Of-River | PP | Germany | 0.12 |  | 2009 |  |  | 47.8808 | 11.9112 | [5 empty] | MASTR: MASTR-SEE957902392484
140618 | Wasserkraftwerk Untersiegsdorf | Hydro | Run-Of-River | PP | Germany | 0.45 |  | 1900 |  |  | 47.8207 | 12.6435 | [5 empty] | MASTR: MASTR-SEE931618612326
140619 | Wasserkraftwerk Veringendorf | Hydro | Run-Of-River | PP | Germany | 0.53 |  | 1998 |  |  | 48.1579 | 9.2021 | [5 empty] | MASTR: MASTR-SEE999483177593
140620 | Wasserkraftwerk Vorderleiten Turbine | Hydro | Reservoir | PP | Germany | 0.25 |  | 1923 |  |  | 48.1017 | 12.2373 | [5 empty] | MASTR: MASTR-SEE994342705436
140621 | Wasserkraftwerk Vorderleiten Turbine | Hydro | Reservoir | PP | Germany | 0.4 |  | 1927 |  |  | 48.1017 | 12.2373 | [5 empty] | MASTR: MASTR-SEE914878628634
140622 | Wasserkraftwerk Vorderleiten Turbine | Hydro | Reservoir | PP | Germany | 0.25 |  | 1923 |  |  | 48.1017 | 12.2373 | [5 empty] | MASTR: MASTR-SEE919015500200
140623 | Wasserkraftwerk Walzenmuhle Ehrang | Hydro | Run-Of-River | PP | Germany | 0.11 |  | 1959 |  |  | 49.8093 | 6.6823 | [5 empty] | MASTR: MASTR-SEE983917464991
140624 | Wasserkraftwerk Warmatsgund | Hydro | Run-Of-River | PP | Germany | 4.75 |  | 1992 |  |  | 47.3472 | 10.2634 | [5 empty] | MASTR: MASTR-SEE987545686459
140625 | Wasserkraftwerk Wellerstadt Generator | Hydro | Run-Of-River | PP | Germany | 0.33 |  | 2000 |  |  | 49.6705 | 11.0424 | [5 empty] | MASTR: MASTR-SEE950538864196
140626 | Wasserkraftwerk Wellerstadt Generator | Hydro | Run-Of-River | PP | Germany | 0.33 |  | 2000 |  |  | 49.6706 | 11.0424 | [5 empty] | MASTR: MASTR-SEE910005118467
140627 | Wasserkraftwerk Werrawerk | Hydro | Run-Of-River | PP | Germany | 2.4 |  | 1924 |  |  | 51.4087 | 9.71 | [5 empty] | MASTR: MASTR-SEE925688545622
140628 | Wasserkraftwerk Wickede | Hydro | Run-Of-River | PP | Germany | 0.6 |  | 2014 |  |  | 51.4792 | 7.8399 | [5 empty] | MASTR: MASTR-SEE970294472701
140629 | Wasserkraftwerk Wickede | Hydro | Run-Of-River | PP | Germany | 0.6 |  | 2014 |  |  | 51.4792 | 7.8399 | [5 empty] | MASTR: MASTR-SEE921514134138
140630 | Wasserkraftwerk Wiesmuhle Francis Turbine | Hydro | Run-Of-River | PP | Germany | 0.136 |  | 2004 |  |  | 48.7169 | 13.4652 | [5 empty] | MASTR: MASTR-SEE912301480590
140631 | Wasserkraftwerk Wiesmuhle Kaplan Turbine | Hydro | Run-Of-River | PP | Germany | 0.18 |  | 2004 |  |  | 48.7168 | 13.4652 | [5 empty] | MASTR: MASTR-SEE910179881228
140632 | Wasserkraftwerk Wildshausen | Hydro | Run-Of-River | PP | Germany | 0.23 |  | 2012 |  |  | 51.3954 | 8.169 | [5 empty] | MASTR: MASTR-SEE965024260352
140633 | Wasserkraftwerk Wildshausen | Hydro | Run-Of-River | PP | Germany | 0.23 |  | 2012 |  |  | 51.3955 | 8.1689 | [5 empty] | MASTR: MASTR-SEE952713963694
140634 | Wasserkraftwerk Wildshausen | Hydro | Run-Of-River | PP | Germany | 0.25 |  | 2012 |  |  | 51.3955 | 8.1689 | [5 empty] | MASTR: MASTR-SEE932294514140
140635 | Wasserkraftwerk Wollershof | Hydro | Run-Of-River | PP | Germany | 0.18 |  | 1938 |  |  | 49.7474 | 12.1759 | [5 empty] | MASTR: MASTR-SEE992016432824
140636 | Wasserkraftwerk Zulow | Hydro | Run-Of-River | PP | Germany | 0.45 |  | 2005 |  |  | 53.703 | 11.903 | [5 empty] | MASTR: MASTR-SEE922107630846
140637 | Wasserkraftwerk Zweribach | Hydro | Reservoir | PP | Germany | 1.12 |  | 1924 |  | 2020 | 48.0529 | 8.1039 | [5 empty] | MASTR: MASTR-SEE967443742020
140638 | Wasserkraftwerke Saussmuhle | Hydro | Run-Of-River | PP | Germany | 0.23 |  | 1951 |  |  | 48.719 | 13.596 | [5 empty] | MASTR: MASTR-SEE959165714126
140639 | Wasserkraftwerke Saussmuhle | Hydro | Run-Of-River | PP | Germany | 0.233 |  | 1956 |  |  | 48.719 | 13.596 | [5 empty] | MASTR: MASTR-SEE965924177095
140640 | Wasserkraftwerke Sinn | Hydro | Run-Of-River | PP | Germany | 0.132 |  | 2018 |  |  | 50.657 | 8.326 | [5 empty] | MASTR: MASTR-SEE901821821969
140641 | Wasserkraftwerks Krautheim | Hydro | Run-Of-River | PP | Germany | 0.21 |  | 1989 |  |  | 49.3819 | 9.6377 | [5 empty] | MASTR: MASTR-SEE929005467451
140653 | Wasserschlossle Turbine Gross | Hydro | Run-Of-River | PP | Germany | 0.125 |  | 1927 |  |  | 48.606 | 9.4461 | [5 empty] | MASTR: MASTR-SEE933242662951
140654 | Wasserschnecke | Hydro | Run-Of-River | PP | Germany | 0.132 |  | 2013 |  |  | 49.1884 | 10.0068 | [5 empty] | MASTR: MASTR-SEE945599628085
140667 | Wassertriebwerk | Hydro | Run-Of-River | PP | Germany | 0.14 |  | 2009 |  |  | 48.7588 | 13.4699 | [5 empty] | MASTR: MASTR-SEE917735655637
140668 | Wasserturbine | Hydro | Run-Of-River | PP | Germany | 0.15 |  | 1973 |  |  | 48.479 | 10.368 | [5 empty] | MASTR: MASTR-SEE989429647365
140669 | Wasserturbine | Hydro | Run-Of-River | PP | Germany | 0.15 |  | 1900 |  |  | 48.479 | 10.368 | [5 empty] | MASTR: MASTR-SEE973720423254
140670 | Wasserturbine | Hydro | Run-Of-River | PP | Germany | 0.13 |  | 1995 |  |  | 51.9835 | 9.8219 | [5 empty] | MASTR: MASTR-SEE962281326609
140671 | Wasserturbine | Hydro | Run-Of-River | PP | Germany | 0.2 |  | 1953 |  |  | 51.6687 | 10.3661 | [5 empty] | MASTR: MASTR-SEE955568931894
140672 | Wasserturbine | Hydro | Run-Of-River | PP | Germany | 0.17 |  | 2001 |  |  | 51.903 | 10.4881 | [5 empty] | MASTR: MASTR-SEE915815185869
140673 | Wasserturbine | Hydro | Run-Of-River | PP | Germany | 0.3 |  | 1953 |  |  | 51.6687 | 10.3661 | [5 empty] | MASTR: MASTR-SEE958035274630
140674 | Wasserturbine Ho | Hydro | Run-Of-River | PP | Germany | 0.292 |  | 2011 |  |  | 49.3531 | 6.7395 | [5 empty] | MASTR: MASTR-SEE903860096414
140675 | Wasserturbine Schmidthof | Hydro | Run-Of-River | PP | Germany | 0.24 |  | 1987 |  |  | 50.6917 | 6.1735 | [5 empty] | MASTR: MASTR-SEE929320274192
140676 | Wasserturbine Sudzucker Offenau | Hydro | Run-Of-River | PP | Germany | 0.125 |  | 1913 |  |  | 51.105 | 10.5282 | [5 empty] | MASTR: MASTR-SEE989815179548
140677 | Wasserturbine Sudzucker Offenau | Hydro | Run-Of-River | PP | Germany | 0.125 |  | 1913 |  |  | 49.2425 | 9.1796 | [5 empty] | MASTR: MASTR-SEE958289312171
140678 | Wasserturbine Ui | Hydro |  | PP | Germany | 0.15 |  | 1993 |  |  | 48.0383 | 11.5102 | [5 empty] | MASTR: MASTR-SEE984780174543
140679 | Wasserturbine Wasserwerk Wehrda | Hydro | Run-Of-River | PP | Germany | 0.14 |  | 2000 |  | 2021 | 50.8387 | 8.76 | [5 empty] | MASTR: MASTR-SEE948688852675
140680 | Wasserturbine Wkv | Hydro | Run-Of-River | PP | Germany | 0.279 |  | 2025 |  |  | 51.903 | 10.4881 | [5 empty] | MASTR: MASTR-SEE906199775982
140681 | Wasserturbinen | Hydro | Run-Of-River | PP | Germany | 0.31 |  | 2000 |  |  | 48.7726 | 8.3383 | [5 empty] | MASTR: MASTR-SEE959681616652
140689 | Wasserwerk Bj Turbine | Hydro | Run-Of-River | PP | Germany | 0.2 |  | 2000 |  |  | 49.2908 | 9.5122 | [5 empty] | MASTR: MASTR-SEE945368843435
140690 | Wasserwerk Bj Turbine | Hydro | Run-Of-River | PP | Germany | 0.12 |  | 2000 |  |  | 49.2908 | 9.5122 | [5 empty] | MASTR: MASTR-SEE999287424381
140694 | Wasserwerk Neckarburg Stromerzeugung | Hydro | Run-Of-River | PP | Germany | 0.145 |  | 1997 |  |  | 48.1983 | 8.6177 | [5 empty] | MASTR: MASTR-SEE989748277014
140695 | Wasserwerk Ochsendorf | Hydro | Run-Of-River | PP | Germany | 0.11 |  | 2005 |  |  | 47.7962 | 12.64 | [5 empty] | MASTR: MASTR-SEE906301720824
140705 | Wattenweiler | Hydro | Run-Of-River | PP | Germany | 0.545 |  | 1954 |  |  | 48.31 | 10.33 | [5 empty] | MASTR: MASTR-SEE958015441342
141615 | Wehr | Hydro | Run-Of-River | PP | Germany | 0.27 |  | 2023 |  |  | 47.635 | 7.9065 | [5 empty] | MASTR: MASTR-SEE976776904487
141619 | Wehr Turbine | Hydro | Run-Of-River | PP | Germany | 0.16 |  | 1992 |  |  | 50.766 | 13.093 | [5 empty] | MASTR: MASTR-SEE943064280615
141772 | Weissachwerk | Hydro | Run-Of-River | PP | Germany | 0.17 |  | 1907 |  |  | 47.6814 | 11.7626 | [5 empty] | MASTR: MASTR-SEE918317366934
141820 | Weissmainkraftwerk Rohrenhof | Hydro | Run-Of-River | PP | Germany | 0.9 |  | 2011 |  |  | 50.0396 | 11.7186 | [5 empty] | MASTR: MASTR-SEE926392093829
141821 | Weissmainkraftwerk Rohrenhof | Hydro | Run-Of-River | PP | Germany | 0.48 |  | 2011 |  |  | 50.0396 | 11.7188 | [5 empty] | MASTR: MASTR-SEE915609154859
141918 | Weng | Hydro | Run-Of-River | PP | Germany | 0.474 |  | 1980 |  |  | 48.3593 | 11.5794 | [5 empty] | MASTR: MASTR-SEE989329616225
141919 | Weng | Hydro | Run-Of-River | PP | Germany | 0.473 |  | 1980 |  |  | 48.3593 | 11.5794 | [5 empty] | MASTR: MASTR-SEE906312733899
141920 | Weng | Hydro | Run-Of-River | PP | Germany | 0.473 |  | 1980 |  |  | 48.3593 | 11.5794 | [5 empty] | MASTR: MASTR-SEE916019479501
142022 | Werk | Hydro | Run-Of-River | PP | Germany | 0.125 |  | 2010 |  |  | 48.1271 | 10.2727 | [5 empty] | MASTR: MASTR-SEE921715124396
142048 | Werk | Hydro | Run-Of-River | PP | Germany | 0.124 |  | 2011 |  |  | 49.579 | 12.3683 | [5 empty] | MASTR: MASTR-SEE931424524301
142050 | Werk | Hydro | Run-Of-River | PP | Germany | 0.203 |  | 2004 |  |  | 47.9871 | 12.5481 | [5 empty] | MASTR: MASTR-SEE952722795170
142051 | Werk | Hydro | Run-Of-River | PP | Germany | 0.28 |  | 1993 |  |  | 48.3121 | 8.0497 | [5 empty] | MASTR: MASTR-SEE964270612120
142058 | Werk | Hydro | Run-Of-River | PP | Germany | 0.2 |  | 2010 |  |  | 48.2792 | 8.1057 | [5 empty] | MASTR: MASTR-SEE934722494314
142059 | Werk | Hydro | Run-Of-River | PP | Germany | 0.149 |  | 1922 |  |  | 48.5885 | 8.595 | [5 empty] | MASTR: MASTR-SEE978110036694
142084 | Werk | Hydro | Run-Of-River | PP | Germany | 0.132 |  | 2010 |  |  | 48.2782 | 8.0956 | [5 empty] | MASTR: MASTR-SEE962829087344
142099 | Werk Altes Werk | Hydro | Run-Of-River | PP | Germany | 0.44 |  | 2008 |  |  | 48.51 | 8.3716 | [5 empty] | MASTR: MASTR-SEE977191166085
142106 | Werk Aumuhle Turbine | Hydro | Run-Of-River | PP | Germany | 0.144 |  | 1965 |  |  | 48.4131 | 13.2983 | [5 empty] | MASTR: MASTR-SEE968355100984
142108 | Werk Berl | Hydro | Run-Of-River | PP | Germany | 0.25 |  | 2018 |  |  | 49.327 | 9.485 | [5 empty] | MASTR: MASTR-SEE968663433651
142111 | Werk Brombach | Hydro | Run-Of-River | PP | Germany | 0.2 |  | 1960 |  |  | 48.4434 | 13.0145 | [5 empty] | MASTR: MASTR-SEE957671547153
142121 | Werk Generator | Hydro | Run-Of-River | PP | Germany | 0.4 |  | 1980 |  |  | 48.2143 | 11.3351 | [5 empty] | MASTR: MASTR-SEE948083345338
142122 | Werk Generator | Hydro | Run-Of-River | PP | Germany | 0.12 |  | 1980 |  |  | 48.2143 | 11.3351 | [5 empty] | MASTR: MASTR-SEE954631372756
142123 | Werk Generator | Hydro | Run-Of-River | PP | Germany | 0.315 |  | 2005 |  |  | 48.2053 | 11.3252 | [5 empty] | MASTR: MASTR-SEE942245379322
142124 | Werk Generator | Hydro | Run-Of-River | PP | Germany | 0.28 |  | 1980 |  |  | 48.2143 | 11.3351 | [5 empty] | MASTR: MASTR-SEE958272350272
142125 | Werk Generator | Hydro | Run-Of-River | PP | Germany | 0.315 |  | 2005 |  |  | 48.2053 | 11.3252 | [5 empty] | MASTR: MASTR-SEE916914217666
142126 | Werk Gerasmuhle | Hydro | Run-Of-River | PP | Germany | 0.266 |  | 2010 |  |  | 49.3939 | 11.0254 | [5 empty] | MASTR: MASTR-SEE957326820884
142127 | Werk Gollenbach | Hydro | Run-Of-River | PP | Germany | 0.138 |  | 2023 |  |  | 47.641 | 13.0171 | [5 empty] | MASTR: MASTR-SEE979493637768
142138 | Werk Hochstadt Kg | Hydro | Run-Of-River | PP | Germany | 0.25 |  | 1986 |  |  | 50.1537 | 11.1779 | [5 empty] | MASTR: MASTR-SEE986428877762
142142 | Werk Klosterreichenbach | Hydro | Run-Of-River | PP | Germany | 0.225 |  | 1968 |  |  | 48.5262 | 8.3971 | [5 empty] | MASTR: MASTR-SEE912126236655
142151 | Werk Leder Wasserkraft | Hydro | Run-Of-River | PP | Germany | 0.18 |  | 1953 |  |  | 48.8629 | 13.4066 | [5 empty] | MASTR: MASTR-SEE917808441389
142152 | Werk Leitenmuhle | Hydro | Run-Of-River | PP | Germany | 0.2 |  | 2010 |  |  | 48.8153 | 13.5739 | [5 empty] | MASTR: MASTR-SEE958596977704
142153 | Werk Leitzachmuhle | Hydro | Run-Of-River | PP | Germany | 0.225 |  | 2012 |  |  | 47.7838 | 11.8747 | [5 empty] | MASTR: MASTR-SEE958755292426
142159 | Werk Neues Werk | Hydro | Run-Of-River | PP | Germany | 0.21 |  | 1923 |  |  | 48.5161 | 8.3822 | [5 empty] | MASTR: MASTR-SEE911245710312
142160 | Werk Neumurnthal | Hydro | Run-Of-River | PP | Germany | 0.145 |  | 2018 |  |  | 49.3707 | 12.4065 | [5 empty] | MASTR: MASTR-SEE934879066723
142166 | Werk Pappenfabrik | Hydro | Run-Of-River | PP | Germany | 0.2 |  | 2010 |  |  | 49.1181 | 13.1896 | [5 empty] | MASTR: MASTR-SEE998192162098
142181 | Werk Regenstein | Hydro | Run-Of-River | PP | Germany | 0.2 |  | 2011 |  |  | 49.1724 | 12.8391 | [5 empty] | MASTR: MASTR-SEE920428808753
142187 | Werk Schonmunz | Hydro | Run-Of-River | PP | Germany | 0.61 |  | 2005 |  |  | 48.5 | 8.368 | [5 empty] | MASTR: MASTR-SEE917592306727
142188 | Werk Sm | Hydro | Run-Of-River | PP | Germany | 0.315 |  | 2009 |  |  | 49.0811 | 12.889 | [5 empty] | MASTR: MASTR-SEE915672626765
142191 | Werk Traidendorf | Hydro | Run-Of-River | PP | Germany | 0.248 |  | 2013 |  |  | 49.1732 | 11.946 | [5 empty] | MASTR: MASTR-SEE999660554612
142194 | Werk Wacht | Hydro | Reservoir | PP | Germany | 0.16 |  | 1922 |  |  | 47.8022 | 7.9901 | [5 empty] | MASTR: MASTR-SEE927355823569
142196 | Werk Wasserkraftanlage Eulersbach Generator | Hydro | Run-Of-River | PP | Germany | 0.15 |  | 2014 |  |  | 48.2923 | 8.3048 | [5 empty] | MASTR: MASTR-SEE973762543613
142197 | Werk Wasserkraftanlage Eulersbach Turbine | Hydro | Run-Of-River | PP | Germany | 0.15 |  | 2014 |  |  | 48.2923 | 8.3048 | [5 empty] | MASTR: MASTR-SEE922346031794
142198 | Werk Wasserkraftanlage Halbmeil | Hydro | Run-Of-River | PP | Germany | 0.15 |  | 2012 |  |  | 48.2917 | 8.2718 | [5 empty] | MASTR: MASTR-SEE919728588786
142199 | Werk Wasserkraftanlage Schmelze | Hydro | Run-Of-River | PP | Germany | 0.14 |  | 2014 |  |  | 48.2903 | 8.2885 | [5 empty] | MASTR: MASTR-SEE993158505490
142202 | Werk Wiesmuhle | Hydro | Run-Of-River | PP | Germany | 0.132 |  | 2011 |  |  | 49.1764 | 12.8646 | [5 empty] | MASTR: MASTR-SEE965377897496
142205 | Werke | Hydro | Run-Of-River | PP | Germany | 0.11 |  | 1900 |  |  | 49.0137 | 11.928 | [5 empty] | MASTR: MASTR-SEE911432212223
142206 | Werker | Hydro | Run-Of-River | PP | Germany | 0.45 |  | 1919 |  |  | 49.6108 | 10.9983 | [5 empty] | MASTR: MASTR-SEE967316339715
142419 | Wernsdorf | Hydro | Run-Of-River | PP | Germany | 0.16 |  | 2009 |  |  | 50.6891 | 13.1363 | [5 empty] | MASTR: MASTR-SEE904308544825
142420 | Wernsdorf | Hydro | Run-Of-River | PP | Germany | 0.16 |  | 2009 |  |  | 50.6891 | 13.1363 | [5 empty] | MASTR: MASTR-SEE962730847730
142421 | Wernsdorf Papierfabrik | Hydro | Run-Of-River | PP | Germany | 0.16 |  | 2009 |  |  | 50.6891 | 13.1363 | [5 empty] | MASTR: MASTR-SEE987125533654
142428 | Werra Wasserkraftwerk Einhausen | Hydro | Run-Of-River | PP | Germany | 0.16 |  | 1995 |  |  | 52.3063 | 9.3545 | [5 empty] | MASTR: MASTR-SEE946498739278
142441 | Wertachkraftwerk | Hydro | Run-Of-River | PP | Germany | 0.455 |  | 1921 |  |  | 48.3597 | 10.8776 | [5 empty] | MASTR: MASTR-SEE953416387077
142442 | Wertachkraftwerk | Hydro | Run-Of-River | PP | Germany | 0.455 |  | 1921 |  |  | 48.3597 | 10.8776 | [5 empty] | MASTR: MASTR-SEE916618733257
142630 | Westhofen Wka Generator | Hydro | Run-Of-River | PP | Germany | 0.63 |  | 2011 |  |  | 51.4154 | 7.5186 | [5 empty] | MASTR: MASTR-SEE988497994982
142631 | Westhofen Wka Generator | Hydro | Run-Of-River | PP | Germany | 0.63 |  | 2011 |  |  | 51.4152 | 7.5189 | [5 empty] | MASTR: MASTR-SEE910774246101
142655 | Wetter | Hydro | Run-Of-River | PP | Germany | 6.3 |  | 1931 |  |  | 51.3795 | 7.3926 | [5 empty] | MASTR: MASTR-SEE948594525229, MASTR-SEE976637378563, MASTR-SEE982629644189
142659 | Wetterburg Wka Twistesee | Hydro | Run-Of-River | PP | Germany | 0.12 |  | 1984 |  |  | 51.3843 | 9.0655 | [5 empty] | MASTR: MASTR-SEE969850054185
142664 | Wettin | Hydro | Run-Of-River | PP | Germany | 1 |  | 2021 |  |  | 51.582 | 11.8011 | [5 empty] | MASTR: MASTR-SEE965695695323
142666 | Wettin Generator | Hydro | Run-Of-River | PP | Germany | 0.2 |  | 2021 |  |  | 51.5841 | 11.7888 | [5 empty] | MASTR: MASTR-SEE972939921438
142667 | Wettin Generator | Hydro | Run-Of-River | PP | Germany | 0.2 |  | 2002 |  |  | 51.5841 | 11.7888 | [5 empty] | MASTR: MASTR-SEE900905129137
142773 | Wg Wasserkraft Glauchau | Hydro | Run-Of-River | PP | Germany | 0.4 |  | 2018 |  |  | 50.8034 | 12.514 | [5 empty] | MASTR: MASTR-SEE907510946807
142853 | Widdert Gbr | Hydro | Run-Of-River | PP | Germany | 0.25 |  | 1968 |  |  | 51.1357 | 7.087 | [5 empty] | MASTR: MASTR-SEE960793700580
142865 | Wiedenbach | Hydro | Run-Of-River | PP | Germany | 0.12 |  | 2010 |  |  | 47.8091 | 7.9094 | [5 empty] | MASTR: MASTR-SEE999592126994
142923 | Wiese | Hydro | Run-Of-River | PP | Germany | 0.12 |  | 2001 |  |  | 47.8016 | 7.9226 | [5 empty] | MASTR: MASTR-SEE932691867061
142972 | Wiesentwerk | Hydro | Run-Of-River | PP | Germany | 0.35 |  | 1923 |  |  | 49.716 | 11.073 | [5 empty] | MASTR: MASTR-SEE934885710030
142973 | Wiesentwerk | Hydro | Run-Of-River | PP | Germany | 0.18 |  | 1923 |  |  | 49.716 | 11.073 | [5 empty] | MASTR: MASTR-SEE967717946796
143143 | Wilhelm Rubin Elektrizitatswerk | Hydro | Run-Of-River | PP | Germany | 0.124 |  | 2011 |  |  | 48.3532 | 7.7538 | [5 empty] | MASTR: MASTR-SEE991870473974
143175 | Wilhelmswalze Sinn | Hydro | Run-Of-River | PP | Germany | 0.2 |  | 1912 |  |  | 50.6509 | 8.3255 | [5 empty] | MASTR: MASTR-SEE999051135819
143275 | Wilzschhaus | Hydro | Run-Of-River | PP | Germany | 0.5 |  | 2004 |  |  | 50.284 | 12.304 | [5 empty] | MASTR: MASTR-SEE979932814828
154523 | Wipfeld | Hydro | Run-Of-River | PP | Germany | 2.9 |  | 1951 |  |  | 49.9116 | 10.1816 | [5 empty] | MASTR: MASTR-SEE909953605891, MASTR-SEE925076359084
154673 | Wk | Hydro | Run-Of-River | PP | Germany | 0.2 |  | 2012 |  |  | 51.3955 | 8.1102 | [5 empty] | MASTR: MASTR-SEE935233626713
154674 | Wk | Hydro | Run-Of-River | PP | Germany | 0.225 |  | 2016 |  |  | 50.727 | 6.4568 | [5 empty] | MASTR: MASTR-SEE915005529268
154675 | Wk | Hydro | Run-Of-River | PP | Germany | 0.15 |  | 1975 |  |  | 48.5716 | 12.5887 | [5 empty] | MASTR: MASTR-SEE937761975325
154676 | Wk | Hydro | Run-Of-River | PP | Germany | 0.22 |  | 1900 |  |  | 48.5749 | 9.2631 | [5 empty] | MASTR: MASTR-SEE968062309397
154679 | Wk Anlage Had | Hydro | Run-Of-River | PP | Germany | 0.1 |  | 1991 |  |  | 50.455 | 8.0457 | [5 empty] | MASTR: MASTR-SEE956281824357
154680 | Wk Anlage Oleumhutte Regen | Hydro | Run-Of-River | PP | Germany | 0.25 |  | 1967 |  |  | 48.9715 | 13.1015 | [5 empty] | MASTR: MASTR-SEE945800851189
154681 | Wk Arnsberg | Hydro | Run-Of-River | PP | Germany | 0.15 |  | 2012 |  |  | 51.3955 | 8.1101 | [5 empty] | MASTR: MASTR-SEE930946632914
154683 | Wk Bruckenturm | Hydro | Run-Of-River | PP | Germany | 0.75 |  | 1992 |  |  | 50.3914 | 8.0647 | [5 empty] | MASTR: MASTR-SEE997773436955
154684 | Wk Burgrieden | Hydro | Run-Of-River | PP | Germany | 0.14 |  | 1991 |  |  | 48.2381 | 9.9323 | [5 empty] | MASTR: MASTR-SEE946189511886
154687 | Wk Daxenberg | Hydro | Run-Of-River | PP | Germany | 0.145 |  | 1946 |  |  | 47.7228 | 12.4729 | [5 empty] | MASTR: MASTR-SEE992619250481
154688 | Wk Dringenau | Hydro | Run-Of-River | PP | Germany | 0.145 |  | 1991 |  |  | 51.9775 | 9.2755 | [5 empty] | MASTR: MASTR-SEE934431999353
154690 | Wk Ewald | Hydro | Run-Of-River | PP | Germany | 0.165 |  | 1990 |  |  | 49.7811 | 7.6409 | [5 empty] | MASTR: MASTR-SEE918390028408
154691 | Wk Generator | Hydro | Run-Of-River | PP | Germany | 0.32 |  | 2016 |  |  | 51.2962 | 12.06 | [5 empty] | MASTR: MASTR-SEE985888403054
154692 | Wk Generator | Hydro | Run-Of-River | PP | Germany | 0.32 |  | 2016 |  |  | 51.2962 | 12.06 | [5 empty] | MASTR: MASTR-SEE948478581297
154693 | Wk Generator | Hydro | Run-Of-River | PP | Germany | 0.32 |  | 2016 |  |  | 51.2962 | 12.06 | [5 empty] | MASTR: MASTR-SEE970875964403
154697 | Wk Listnermuhle | Hydro | Run-Of-River | PP | Germany | 0.17 |  | 1995 |  |  | 50.5889 | 12.7028 | [5 empty] | MASTR: MASTR-SEE954050537583
154698 | Wk Nalbach Pietron Rist Gbr | Hydro | Run-Of-River | PP | Germany | 0.442 |  | 2010 |  |  | 49.3779 | 6.7944 | [5 empty] | MASTR: MASTR-SEE918340580260
154699 | Wk Neckarhausen | Hydro | Run-Of-River | PP | Germany | 0.31 |  | 1949 |  |  | 48.618 | 9.314 | [5 empty] | MASTR: MASTR-SEE915475915967
154700 | Wk Oberau Pietron Rist Gbr | Hydro | Run-Of-River | PP | Germany | 1.53 |  | 2009 |  |  | 47.5603 | 11.1229 | [5 empty] | MASTR: MASTR-SEE917592750575
154705 | Wk Unterboihingen | Hydro | Run-Of-River | PP | Germany | 0.33 |  | 2017 |  |  | 48.6631 | 9.3638 | [5 empty] | MASTR: MASTR-SEE938191842058
154706 | Wk Unterboihingen | Hydro | Run-Of-River | PP | Germany | 0.2 |  | 2017 |  |  | 48.6631 | 9.3638 | [5 empty] | MASTR: MASTR-SEE958449155907
154707 | Wk Unterboihingen Generator | Hydro | Run-Of-River | PP | Germany | 0.1925 |  | 2017 |  |  | 48.6631 | 9.3638 | [5 empty] | MASTR: MASTR-SEE903613885999
154708 | Wk Wendlingen Schaferhauserstrasse | Hydro | Run-Of-River | PP | Germany | 0.51 |  | 1990 |  |  | 48.6782 | 9.3712 | [5 empty] | MASTR: MASTR-SEE942190445233
154709 | Wka | Hydro | Run-Of-River | PP | Germany | 0.19 |  | 1991 |  |  | 49.0928 | 12.8843 | [5 empty] | MASTR: MASTR-SEE921423322329
154710 | Wka | Hydro | Run-Of-River | PP | Germany | 0.44 |  | 2011 |  |  | 48.4439 | 8.6872 | [5 empty] | MASTR: MASTR-SEE947421831021
154712 | Wka | Hydro | Run-Of-River | PP | Germany | 0.38 |  | 1991 |  |  | 49.0928 | 12.8843 | [5 empty] | MASTR: MASTR-SEE986593186904
154714 | Wka | Hydro | Run-Of-River | PP | Germany | 0.127 |  | 1965 |  |  | 49.161 | 12.8318 | [5 empty] | MASTR: MASTR-SEE972819943192
154723 | Wka | Hydro | Run-Of-River | PP | Germany | 0.143 |  | 1965 |  |  | 48.4334 | 13.1161 | [5 empty] | MASTR: MASTR-SEE968575223128
154726 | Wka | Hydro | Run-Of-River | PP | Germany | 0.25 |  | 2012 |  |  | 48.9335 | 8.9526 | [5 empty] | MASTR: MASTR-SEE983743043414
154729 | Wka | Hydro | Run-Of-River | PP | Germany | 0.102 |  | 1991 |  |  | 49.0928 | 12.8843 | [5 empty] | MASTR: MASTR-SEE923725381714
154731 | Wka | Hydro | Run-Of-River | PP | Germany | 0.11 |  | 1965 |  |  | 48.4334 | 13.1161 | [5 empty] | MASTR: MASTR-SEE909291057567
154736 | Wka | Hydro | Run-Of-River | PP | Germany | 0.166 |  | 2000 |  |  | 48.4435 | 8.6924 | [5 empty] | MASTR: MASTR-SEE901771672093
154751 | Wka | Hydro | Run-Of-River | PP | Germany | 0.18 |  | 1992 |  |  | 48.0457 | 10.6546 | [5 empty] | MASTR: MASTR-SEE998357842926
154762 | Wka | Hydro | Run-Of-River | PP | Germany | 0.11 |  | 1959 |  |  | 48.098 | 12.563 | [5 empty] | MASTR: MASTR-SEE979378775288
154772 | Wka | Hydro | Run-Of-River | PP | Germany | 0.12 |  | 2001 |  |  | 51.568 | 9.9431 | [5 empty] | MASTR: MASTR-SEE907764244551
154776 | Wka | Hydro | Run-Of-River | PP | Germany | 0.135 |  | 1972 |  |  | 51.001 | 8.5847 | [5 empty] | MASTR: MASTR-SEE978547672526
154781 | Wka | Hydro | Run-Of-River | PP | Germany | 0.2 |  | 2010 |  |  | 48.2386 | 8.2131 | [5 empty] | MASTR: MASTR-SEE951185983490
154797 | Wka | Hydro | Run-Of-River | PP | Germany | 0.11 |  | 2022 |  |  | 48.9338 | 8.9532 | [5 empty] | MASTR: MASTR-SEE909404019109
154802 | Wka | Hydro | Run-Of-River | PP | Germany | 0.1 |  | 2013 |  |  | 54.3274 | 10.1867 | [5 empty] | MASTR: MASTR-SEE998297972448
154809 | Wka Alfert | Hydro | Run-Of-River | PP | Germany | 0.21 |  | 2013 |  |  | 51.366 | 8.406 | [5 empty] | MASTR: MASTR-SEE907553254228
154810 | Wka Alfert | Hydro | Run-Of-River | PP | Germany | 0.16 |  | 2013 |  |  | 51.366 | 8.406 | [5 empty] | MASTR: MASTR-SEE925388458550
154811 | Wka Alte Schleiferei Gbr | Hydro | Run-Of-River | PP | Germany | 0.16 |  | 2001 |  |  | 50.4724 | 12.7112 | [5 empty] | MASTR: MASTR-SEE901343973283
154816 | Wka Altwied | Hydro | Run-Of-River | PP | Germany | 0.23 |  | 1933 |  |  | 50.4727 | 7.4736 | [5 empty] | MASTR: MASTR-SEE922282874769
154817 | Wka Altwiesenhaus | Hydro | Run-Of-River | PP | Germany | 0.45 |  | 1998 |  |  | 50.4811 | 12.5316 | [5 empty] | MASTR: MASTR-SEE925385048723
154823 | Wka Antonsthal | Hydro |  | PP | Germany | 0.665 |  | 1999 |  |  | 50.5092 | 12.7744 | [5 empty] | MASTR: MASTR-SEE933919637510
154825 | Wka Augsburg | Hydro | Run-Of-River | PP | Germany | 0.145 |  | 2009 |  |  | 48.3771 | 10.9086 | [5 empty] | MASTR: MASTR-SEE997428866168
154826 | Wka Ausgleichwerk | Hydro | Run-Of-River | PP | Germany | 0.36 |  | 2020 |  |  | 48.856 | 12.9986 | [5 empty] | MASTR: MASTR-SEE974663656037
154828 | Wka Bad Imanu | Hydro | Run-Of-River | PP | Germany | 0.1 |  | 2001 |  |  | 48.4019 | 8.7727 | [5 empty] | MASTR: MASTR-SEE941649045703
154829 | Wka Bad Schlema | Hydro | Run-Of-River | PP | Germany | 0.325 |  | 1998 |  |  | 50.618 | 12.681 | [5 empty] | MASTR: MASTR-SEE931997261481
154830 | Wka Badweg | Hydro | Run-Of-River | PP | Germany | 0.2165 |  | 2001 |  |  | 48.8399 | 8.6001 | [5 empty] | MASTR: MASTR-SEE976160522365
154832 | Wka Bdf | Hydro | Run-Of-River | PP | Germany | 0.25 |  | 2011 |  |  | 49.2153 | 11.0644 | [5 empty] | MASTR: MASTR-SEE950177993028
154834 | Wka Berneck | Hydro | Run-Of-River | PP | Germany | 0.7 |  | 1906 |  |  | 48.2049 | 8.3797 | [5 empty] | MASTR: MASTR-SEE915651663323
154835 | Wka Bestwig | Hydro | Run-Of-River | PP | Germany | 0.11 |  | 1927 |  | 2020 | 51.3602 | 8.4015 | [5 empty] | MASTR: MASTR-SEE939119796071
154836 | Wka Bestwig | Hydro | Run-Of-River | PP | Germany | 0.2 |  | 1927 |  | 2020 | 51.36 | 8.401 | [5 empty] | MASTR: MASTR-SEE942607755764
154837 | Wka Bettinger Schmelz | Hydro | Run-Of-River | PP | Germany | 0.22 |  | 2011 |  |  | 49.4486 | 6.8558 | [5 empty] | MASTR: MASTR-SEE930275594778
154838 | Wka Beyenburgerstausee | Hydro | Reservoir | PP | Germany | 0.41 |  | 2020 |  |  | 51.2497 | 7.2959 | [5 empty] | MASTR: MASTR-SEE921174736352
154839 | Wka Bh | Hydro | Run-Of-River | PP | Germany | 0.13 |  | 2004 |  |  | 50.3947 | 11.1995 | [5 empty] | MASTR: MASTR-SEE949668682657
154841 | Wka Bieberstein | Hydro | Run-Of-River | PP | Germany | 0.32 |  | 1940 |  |  | 50.9358 | 7.6136 | [5 empty] | MASTR: MASTR-SEE976163338307
154842 | Wka Biebl Ringelai | Hydro | Run-Of-River | PP | Germany | 0.2 |  | 1984 |  |  | 48.8114 | 13.4755 | [5 empty] | MASTR: MASTR-SEE964723178784
154843 | Wka Bischofswerder | Hydro | Run-Of-River | PP | Germany | 0.27 |  | 1996 |  |  | 52.8932 | 13.3814 | [5 empty] | MASTR: MASTR-SEE948062782239
154845 | Wka Boden | Hydro | Run-Of-River | PP | Germany | 0.35 |  | 1994 |  |  | 50.619 | 13.0903 | [5 empty] | MASTR: MASTR-SEE925867974649
154846 | Wka Boden | Hydro | Run-Of-River | PP | Germany | 0.3 |  | 1996 |  |  | 50.6238 | 13.0868 | [5 empty] | MASTR: MASTR-SEE917710905955
154848 | Wka Borstendorf | Hydro | Run-Of-River | PP | Germany | 0.4 |  | 1996 |  |  | 50.7608 | 13.1714 | [5 empty] | MASTR: MASTR-SEE904539613796
154849 | Wka Borstendorf Neu | Hydro | Run-Of-River | PP | Germany | 0.25 |  | 1996 |  |  | 50.7591 | 13.1763 | [5 empty] | MASTR: MASTR-SEE934468076768
154851 | Wka Bpw Bergische Achsen Kg Werk Wiehl | Hydro | Run-Of-River | PP | Germany | 0.16 |  | 2015 |  |  | 50.9462 | 7.5681 | [5 empty] | MASTR: MASTR-SEE910017541901
154852 | Wka Bredereiche | Hydro | Run-Of-River | PP | Germany | 0.25 |  | 2011 |  |  | 53.1359 | 13.2412 | [5 empty] | MASTR: MASTR-SEE966775040231
154853 | Wka Breinig | Hydro | Run-Of-River | PP | Germany | 0.324 |  | 2011 |  |  | 50.7297 | 6.2089 | [5 empty] | MASTR: MASTR-SEE996060601557
154854 | Wka Breitwies | Hydro | Run-Of-River | PP | Germany | 1.8 |  | 2001 |  |  | 48.7108 | 8.3641 | [5 empty] | MASTR: MASTR-SEE975971327114
154855 | Wka Brettmuhle | Hydro | Run-Of-River | PP | Germany | 0.125 |  | 2001 |  |  | 50.5247 | 13.0531 | [5 empty] | MASTR: MASTR-SEE988374345760
154856 | Wka Brombach | Hydro | Run-Of-River | PP | Germany | 0.3 |  | 2019 |  |  | 50.9776 | 7.2523 | [5 empty] | MASTR: MASTR-SEE984882114256
154858 | Wka Bruckenstrasse Neckarwerk | Hydro | Run-Of-River | PP | Germany | 0.3 |  | 1982 |  |  | 48.518 | 9.0693 | [5 empty] | MASTR: MASTR-SEE913152325160
154859 | Wka Bruckenstrasse Neckarwerk | Hydro | Run-Of-River | PP | Germany | 0.3 |  | 1982 |  |  | 48.518 | 9.0693 | [5 empty] | MASTR: MASTR-SEE983714915337
154861 | Wka Bu | Hydro | Run-Of-River | PP | Germany | 0.51 |  | 1966 |  |  | 51.2257 | 7.1072 | [5 empty] | MASTR: MASTR-SEE913531008097
154863 | Wka Calbe | Hydro | Run-Of-River | PP | Germany | 0.612 |  | 1998 |  |  | 51.9036 | 11.7766 | [5 empty] | MASTR: MASTR-SEE932915658994
154869 | Wka Cottbus Gr Spreewehr | Hydro | Run-Of-River | PP | Germany | 0.26 |  | 1996 |  |  | 51.7718 | 14.3565 | [5 empty] | MASTR: MASTR-SEE978259268697
154870 | Wka Crossen | Hydro | Run-Of-River | PP | Germany | 0.2 |  | 2010 |  |  | 50.7512 | 12.4879 | [5 empty] | MASTR: MASTR-SEE902036999375
154871 | Wka Crossen | Hydro | Run-Of-River | PP | Germany | 0.2 |  | 2010 |  |  | 50.7513 | 12.4885 | [5 empty] | MASTR: MASTR-SEE951408007576
154874 | Wka Dammhammer | Hydro | Run-Of-River | PP | Germany | 0.115 |  | 2012 |  |  | 50.8631 | 8.6259 | [5 empty] | MASTR: MASTR-SEE981891093145
154879 | Wka Deisenhausen | Hydro | Run-Of-River | PP | Germany | 0.16 |  | 1998 |  |  | 48.2519 | 10.3203 | [5 empty] | MASTR: MASTR-SEE995796002270
154884 | Wka Dobritschen | Hydro | Run-Of-River | PP | Germany | 0.3 |  | 1992 |  |  | 51.0422 | 11.6795 | [5 empty] | MASTR: MASTR-SEE991071008883
154885 | Wka Dorn | Hydro | Run-Of-River | PP | Germany | 0.37 |  | 1912 |  |  | 48.6765 | 8.36 | [5 empty] | MASTR: MASTR-SEE954664299365
154886 | Wka Dornau | Hydro | Run-Of-River | PP | Germany | 8.895 |  | 1959 |  |  | 47.8028 | 10.9037 | [5 empty] | MASTR: MASTR-SEE960733948324, MASTR-SEE966948910484, MASTR-SEE991447237619
154887 | Wka Dorndorf | Hydro | Run-Of-River | PP | Germany | 0.26 |  | 1998 |  |  | 51.005 | 11.674 | [5 empty] | MASTR: MASTR-SEE961283423583
154888 | Wka Dorndorf | Hydro | Run-Of-River | PP | Germany | 0.26 |  | 1998 |  |  | 51.005 | 11.674 | [5 empty] | MASTR: MASTR-SEE901868553892
154889 | Wka Dreimuhlenwehr | Hydro | Run-Of-River | PP | Germany | 0.225 |  | 1988 |  |  | 49.1155 | 9.7342 | [5 empty] | MASTR: MASTR-SEE916007246856
154890 | Wka Dreisam | Hydro | Run-Of-River | PP | Germany | 0.2 |  | 1995 |  |  | 47.9899 | 7.8945 | [5 empty] | MASTR: MASTR-SEE917090054694
154892 | Wka Ed | Hydro | Run-Of-River | PP | Germany | 0.1 |  | 2011 |  |  | 50.1564 | 10.0237 | [5 empty] | MASTR: MASTR-SEE958918357580
154893 | Wka Eder | Hydro | Run-Of-River | PP | Germany | 0.13 |  | 1934 |  |  | 51.0178 | 8.6493 | [5 empty] | MASTR: MASTR-SEE932324185524
154894 | Wka Ehreshoven | Hydro | Run-Of-River | PP | Germany | 0.65 |  | 1905 |  |  | 50.9644 | 7.3297 | [5 empty] | MASTR: MASTR-SEE957895214145
154895 | Wka Ehreshoven | Hydro | Run-Of-River | PP | Germany | 0.987 |  | 1905 |  |  | 50.9775 | 7.3456 | [5 empty] | MASTR: MASTR-SEE947672740691
154898 | Wka Eisenfurt | Hydro | Run-Of-River | PP | Germany | 0.18 |  | 2001 |  |  | 48.8369 | 8.5921 | [5 empty] | MASTR: MASTR-SEE904546633985
154901 | Wka Endorf | Hydro | Run-Of-River | PP | Germany | 0.5 |  | 2011 |  |  | 51.7175 | 11.3676 | [5 empty] | MASTR: MASTR-SEE976289936760
154902 | Wka Endorf | Hydro | Run-Of-River | PP | Germany | 0.54 |  | 2010 |  |  | 51.7175 | 11.3676 | [5 empty] | MASTR: MASTR-SEE987114917694
154904 | Wka Enz | Hydro | Run-Of-River | PP | Germany | 0.225 |  | 1900 |  |  | 48.9375 | 9.088 | [5 empty] | MASTR: MASTR-SEE994208255365
154907 | Wka Eversberg | Hydro | Run-Of-River | PP | Germany | 0.161 |  | 2009 |  |  | 51.3558 | 8.3459 | [5 empty] | MASTR: MASTR-SEE979246531855
154908 | Wka Eversberg | Hydro | Run-Of-River | PP | Germany | 0.315 |  | 1928 |  |  | 51.3558 | 8.3459 | [5 empty] | MASTR: MASTR-SEE907280015956
154909 | Wka Faurndau | Hydro | Run-Of-River | PP | Germany | 0.3 |  | 2008 |  |  | 48.7048 | 9.6073 | [5 empty] | MASTR: MASTR-SEE973272720962
154910 | Wka Felsberg Francis | Hydro | Run-Of-River | PP | Germany | 0.255 |  | 1978 |  |  | 51.1188 | 9.4065 | [5 empty] | MASTR: MASTR-SEE976839514219
154911 | Wka Felsberg Kaplan | Hydro | Run-Of-River | PP | Germany | 0.7 |  | 1978 |  |  | 51.1188 | 9.4065 | [5 empty] | MASTR: MASTR-SEE923451723963
154912 | Wka Fischersage | Hydro | Run-Of-River | PP | Germany | 0.475 |  | 1992 |  |  | 47.9893 | 8.3601 | [5 empty] | MASTR: MASTR-SEE984945055557
154913 | Wka Fm | Hydro | Run-Of-River | PP | Germany | 0.14 |  | 2000 |  |  | 50.5976 | 12.1658 | [5 empty] | MASTR: MASTR-SEE929739660449
154916 | Wka Franz | Hydro | Run-Of-River | PP | Germany | 0.207 |  | 1966 |  |  | 51.871 | 10.4711 | [5 empty] | MASTR: MASTR-SEE973581960639
154917 | Wka Freienohl | Hydro | Run-Of-River | PP | Germany | 0.486 |  | 1925 |  |  | 51.3712 | 8.17 | [5 empty] | MASTR: MASTR-SEE934217444695
154918 | Wka Freienohl | Hydro | Run-Of-River | PP | Germany | 0.45 |  | 2011 |  |  | 51.3712 | 8.17 | [5 empty] | MASTR: MASTR-SEE973117650041
154919 | Wka Freitag Schwarzenberg | Hydro | Run-Of-River | PP | Germany | 0.1 |  | 1995 |  |  | 50.5321 | 12.7857 | [5 empty] | MASTR: MASTR-SEE964898159953
154921 | Wka Fritzlar | Hydro | Run-Of-River | PP | Germany | 0.14 |  | 2016 |  |  | 51.1228 | 9.2499 | [5 empty] | MASTR: MASTR-SEE937884938375
154929 | Wka Gengenbach | Hydro | Run-Of-River | PP | Germany | 0.6 |  | 2010 |  |  | 48.4016 | 8.0148 | [5 empty] | MASTR: MASTR-SEE946418605324
154931 | Wka Gera | Hydro | Run-Of-River | PP | Germany | 0.4 |  | 2001 |  |  | 50.8568 | 12.0772 | [5 empty] | MASTR: MASTR-SEE960876819512
154934 | Wka Gersheim | Hydro | Run-Of-River | PP | Germany | 0.2 |  | 1970 |  |  | 49.1476 | 7.2079 | [5 empty] | MASTR: MASTR-SEE950629585078
154937 | Wka Gobitz | Hydro | Run-Of-River | PP | Germany | 0.13 |  | 1996 |  |  | 51.0858 | 12.1814 | [5 empty] | MASTR: MASTR-SEE978038126309
154938 | Wka Grafendorf | Hydro | Run-Of-River | PP | Germany | 0.15 |  | 2009 |  |  | 50.115 | 9.767 | [5 empty] | MASTR: MASTR-SEE976980260812
154939 | Wka Grafendorf | Hydro | Run-Of-River | PP | Germany | 0.34 |  | 2009 |  |  | 50.115 | 9.767 | [5 empty] | MASTR: MASTR-SEE937025953274
154943 | Wka Grossbauchlitz | Hydro | Run-Of-River | PP | Germany | 0.2 |  | 2012 |  |  | 51.131 | 13.0983 | [5 empty] | MASTR: MASTR-SEE926973953467
154944 | Wka Grosser Deich | Hydro | Run-Of-River | PP | Germany | 0.5 |  | 2010 |  |  | 48.4492 | 7.9505 | [5 empty] | MASTR: MASTR-SEE945095734365
154945 | Wka Gunzburg | Hydro | Run-Of-River | PP | Germany | 0.196 |  | 2011 |  |  | 48.4378 | 10.2715 | [5 empty] | MASTR: MASTR-SEE965524971062
154947 | Wka Gutenbach | Hydro | Run-Of-River | PP | Germany | 0.165 |  | 1987 |  |  | 48.0411 | 8.1284 | [5 empty] | MASTR: MASTR-SEE997528933395
154949 | Wka Hachen | Hydro | Run-Of-River | PP | Germany | 0.175 |  | 2014 |  |  | 51.3644 | 7.9813 | [5 empty] | MASTR: MASTR-SEE935593885157
154956 | Wka Hartenstein | Hydro | Run-Of-River | PP | Germany | 0.22 |  | 1995 |  |  | 50.649 | 12.6639 | [5 empty] | MASTR: MASTR-SEE987139351992
154958 | Wka Hauptstrasse | Hydro | Run-Of-River | PP | Germany | 0.365 |  | 2001 |  |  | 48.7234 | 8.356 | [5 empty] | MASTR: MASTR-SEE904853205882
154959 | Wka Hauptstrasse | Hydro | Run-Of-River | PP | Germany | 0.22 |  | 2001 |  |  | 48.7234 | 8.356 | [5 empty] | MASTR: MASTR-SEE942775806046
154960 | Wka Haus Ley | Hydro | Run-Of-River | PP | Germany | 0.56 |  | 1905 |  |  | 50.9871 | 7.4435 | [5 empty] | MASTR: MASTR-SEE901232757697
154961 | Wka Hausach | Hydro | Run-Of-River | PP | Germany | 0.3 |  | 2012 |  |  | 48.2876 | 8.1925 | [5 empty] | MASTR: MASTR-SEE912050269965
154963 | Wka Hb | Hydro | Run-Of-River | PP | Germany | 0.264 |  | 2000 |  |  | 50.9236 | 10.7627 | [5 empty] | MASTR: MASTR-SEE976805726110
154970 | Wka Heinde | Hydro | Run-Of-River | PP | Germany | 0.31 |  | 1961 |  |  | 52.0985 | 10.038 | [5 empty] | MASTR: MASTR-SEE993127141155
154971 | Wka Heinrichsthal | Hydro | Run-Of-River | PP | Germany | 0.3325 |  | 2020 |  |  | 51.3509 | 8.3218 | [5 empty] | MASTR: MASTR-SEE926366943570
154973 | Wka Herbitzheim | Hydro | Run-Of-River | PP | Germany | 0.2 |  | 1970 |  |  | 49.1666 | 7.2221 | [5 empty] | MASTR: MASTR-SEE968106350439
154975 | Wka Herrenwiese | Hydro | Run-Of-River | PP | Germany | 0.42 |  | 1999 |  |  | 50.4846 | 12.5438 | [5 empty] | MASTR: MASTR-SEE963102112173
154983 | Wka Hofbrauhaus Berchtesgaden | Hydro | Run-Of-River | PP | Germany | 0.39 |  | 2003 |  |  | 47.634 | 13.007 | [5 empty] | MASTR: MASTR-SEE963205068902
154985 | Wka Hollbach | Hydro | Run-Of-River | PP | Germany | 4.625 |  | 2009 |  |  | 48.8593 | 13.0072 | [5 empty] | MASTR: MASTR-SEE937882058518, MASTR-SEE945422802538
154986 | Wka Hollmuhle | Hydro | Run-Of-River | PP | Germany | 0.315 |  | 2008 |  |  | 50.8038 | 13.1369 | [5 empty] | MASTR: MASTR-SEE974728363207
154990 | Wka Hubacker | Hydro | Run-Of-River | PP | Germany | 0.202 |  | 1998 |  | 2024 | 48.5086 | 8.1327 | [5 empty] | MASTR: MASTR-SEE965787709464
154998 | Wka Iut | Hydro | Run-Of-River | PP | Germany | 0.15 |  | 1913 |  |  | 50.8879 | 13.9878 | [5 empty] | MASTR: MASTR-SEE918847958975
154999 | Wka Johanniswehr | Hydro | Run-Of-River | PP | Germany | 0.23 |  | 2009 |  |  | 52.1473 | 9.9398 | [5 empty] | MASTR: MASTR-SEE953146336734
155000 | Wka Josefstrasse | Hydro | Run-Of-River | PP | Germany | 0.119 |  | 2004 |  |  | 48.8536 | 8.2068 | [5 empty] | MASTR: MASTR-SEE918460798811
155001 | Wka Kalte Bode | Hydro | Reservoir | PP | Germany | 0.2 |  | 2010 |  |  | 51.7476 | 10.743 | [5 empty] | MASTR: MASTR-SEE925030224137
155003 | Wka Kamerun | Hydro | Run-Of-River | PP | Germany | 0.16 |  | 1996 |  |  | 50.6838 | 13.2697 | [5 empty] | MASTR: MASTR-SEE902745732461
155006 | Wka Kenzingen | Hydro | Run-Of-River | PP | Germany | 0.155 |  | 2000 |  |  | 48.1916 | 7.7664 | [5 empty] | MASTR: MASTR-SEE915279641185
155007 | Wka Kirchhofsmuhle | Hydro | Run-Of-River | PP | Germany | 0.14 |  | 2014 |  |  | 50.4823 | 8.2639 | [5 empty] | MASTR: MASTR-SEE951619253236
155008 | Wka Kirnachtal | Hydro | Reservoir | PP | Germany | 0.23 |  | 1984 |  |  | 48.0798 | 8.3633 | [5 empty] | MASTR: MASTR-SEE976261072004
155009 | Wka Kla Emschermundung | Hydro | Run-Of-River | PP | Germany | 0.7 |  | 1977 |  | 2022 | 51.5375 | 6.7801 | [5 empty] | MASTR: MASTR-SEE996880202118
155012 | Wka Kleine Wiese Tegernau | Hydro | Run-Of-River | PP | Germany | 0.433 |  | 2013 |  |  | 47.7217 | 7.7975 | [5 empty] | MASTR: MASTR-SEE977946574578
155016 | Wka Klostermuhle | Hydro | Run-Of-River | PP | Germany | 0.2 |  | 1986 |  |  | 51.1282 | 9.2723 | [5 empty] | MASTR: MASTR-SEE978268555733
155018 | Wka Konigshutte | Hydro | Reservoir | PP | Germany | 0.26 |  | 2009 |  |  | 51.7359 | 10.8053 | [5 empty] | MASTR: MASTR-SEE922723953404
155020 | Wka Kunstmuhle | Hydro | Run-Of-River | PP | Germany | 0.364 |  | 2020 |  |  | 47.8481 | 12.1185 | [5 empty] | MASTR: MASTR-SEE911247958460
155021 | Wka Kunstmuhle | Hydro | Run-Of-River | PP | Germany | 0.119 |  | 2020 |  |  | 47.8477 | 12.1136 | [5 empty] | MASTR: MASTR-SEE906769462564
155022 | Wka Kunstmuhle | Hydro | Run-Of-River | PP | Germany | 0.142 |  | 2020 |  |  | 47.8481 | 12.1185 | [5 empty] | MASTR: MASTR-SEE960771347745
155025 | Wka Laiz | Hydro | Run-Of-River | PP | Germany | 0.247 |  | 1999 |  |  | 48.0759 | 9.1941 | [5 empty] | MASTR: MASTR-SEE992229320208
155026 | Wka Langenbach Todtnau | Hydro | Run-Of-River | PP | Germany | 0.1 |  | 1984 |  |  | 47.8413 | 7.9307 | [5 empty] | MASTR: MASTR-SEE977152665282
155027 | Wka Langschede Generator | Hydro | Run-Of-River | PP | Germany | 0.535 |  | 2013 |  |  | 51.4718 | 7.713 | [5 empty] | MASTR: MASTR-SEE935255931055
155028 | Wka Langschede Generator | Hydro | Run-Of-River | PP | Germany | 0.535 |  | 2013 |  |  | 51.4718 | 7.713 | [5 empty] | MASTR: MASTR-SEE951584114563
155029 | Wka Lastauer Muhle | Hydro | Run-Of-River | PP | Germany | 0.48 |  | 1994 |  |  | 51.1026 | 12.8067 | [5 empty] | MASTR: MASTR-SEE978765318527
155030 | Wka Laufbach | Hydro | Run-Of-River | PP | Germany | 0.4 |  | 2004 |  |  | 48.6398 | 8.1475 | [5 empty] | MASTR: MASTR-SEE997455481785
155031 | Wka Lautenbach | Hydro | Run-Of-River | PP | Germany | 0.16 |  | 1998 |  | 2024 | 48.5156 | 8.1188 | [5 empty] | MASTR: MASTR-SEE980813672444
155032 | Wka Lautenbach | Hydro | Run-Of-River | PP | Germany | 0.16 |  | 1998 |  | 2024 | 48.5156 | 8.1188 | [5 empty] | MASTR: MASTR-SEE976074193323
155033 | Wka Lauter | Hydro | Run-Of-River | PP | Germany | 0.25 |  | 1995 |  |  | 50.5685 | 12.7488 | [5 empty] | MASTR: MASTR-SEE944085210445
155034 | Wka Lauterbach | Hydro | Run-Of-River | PP | Germany | 0.34 |  | 1900 |  |  | 48.2227 | 8.3788 | [5 empty] | MASTR: MASTR-SEE927805038406
155035 | Wka Leubsdorf | Hydro | Run-Of-River | PP | Germany | 0.23 |  | 1996 |  |  | 50.8256 | 13.1288 | [5 empty] | MASTR: MASTR-SEE969182852336
155036 | Wka Lollar | Hydro | Run-Of-River | PP | Germany | 0.22 |  | 2017 |  |  | 50.653 | 8.7029 | [5 empty] | MASTR: MASTR-SEE900096609043
155043 | Wka Marsberg | Hydro | Run-Of-River | PP | Germany | 0.254 |  | 1938 |  |  | 51.4721 | 8.8688 | [5 empty] | MASTR: MASTR-SEE959733750259
155044 | Wka Marsberg | Hydro | Run-Of-River | PP | Germany | 0.16 |  | 1924 |  |  | 51.4721 | 8.8688 | [5 empty] | MASTR: MASTR-SEE957437236284
155046 | Wka Max Pelz Str | Hydro | Run-Of-River | PP | Germany | 0.156 |  | 2012 |  |  | 51.0877 | 14.4305 | [5 empty] | MASTR: MASTR-SEE939800366934
155047 | Wka Mb | Hydro | Run-Of-River | PP | Germany | 0.25 |  | 2009 |  |  | 52.107 | 13.7599 | [5 empty] | MASTR: MASTR-SEE915889523871
155057 | Wka Moosmuhle | Hydro | Run-Of-River | PP | Germany | 0.205 |  | 2006 |  |  | 48.4238 | 12.9323 | [5 empty] | MASTR: MASTR-SEE903752632898
155060 | Wka Muhle | Hydro | Run-Of-River | PP | Germany | 0.136 |  | 2001 |  |  | 48.8452 | 8.5891 | [5 empty] | MASTR: MASTR-SEE947420333052
155061 | Wka Muhle Nau | Hydro | Run-Of-River | PP | Germany | 0.165 |  | 1963 |  |  | 50.7269 | 8.7253 | [5 empty] | MASTR: MASTR-SEE913347048713
155062 | Wka Mulde | Hydro | Run-Of-River | PP | Germany | 0.11 |  | 1995 |  |  | 50.9249 | 13.3741 | [5 empty] | MASTR: MASTR-SEE921315701812
155063 | Wka Muldestausee | Hydro | Run-Of-River | PP | Germany | 3.12 |  | 2021 |  |  | 51.6553 | 12.356 | [5 empty] | MASTR: MASTR-SEE900148733979, MASTR-SEE955267790761
155064 | Wka Nauroth | Hydro | Run-Of-River | PP | Germany | 0.41 |  | 1991 |  |  | 50.688 | 7.8628 | [5 empty] | MASTR: MASTR-SEE967222139928
155065 | Wka Neckartailfingen | Hydro | Run-Of-River | PP | Germany | 0.2 |  | 2000 |  |  | 48.6105 | 9.2675 | [5 empty] | MASTR: MASTR-SEE952476913042
155067 | Wka Nennigmuhle | Hydro | Run-Of-River | PP | Germany | 0.22 |  | 1995 |  |  | 50.6889 | 13.2516 | [5 empty] | MASTR: MASTR-SEE968340913469
155069 | Wka Neuberg | Hydro | Run-Of-River | PP | Germany | 0.36 |  | 1953 |  |  | 49.1341 | 9.7358 | [5 empty] | MASTR: MASTR-SEE985330940588
155071 | Wka Neuenburg Untere Reute | Hydro | Run-Of-River | PP | Germany | 0.22 |  | 2006 |  |  | 48.8485 | 8.605 | [5 empty] | MASTR: MASTR-SEE932401190885
155075 | Wka Neumagen Staufen | Hydro | Run-Of-River | PP | Germany | 0.4 |  | 2015 |  |  | 47.8669 | 7.7466 | [5 empty] | MASTR: MASTR-SEE901966133224
155076 | Wka Neuplatendorf | Hydro | Run-Of-River | PP | Germany | 0.35 |  | 2009 |  |  | 51.6923 | 11.3404 | [5 empty] | MASTR: MASTR-SEE932157891098
155077 | Wka Niederstriegis | Hydro | Run-Of-River | PP | Germany | 0.25 |  | 1998 |  |  | 51.084 | 13.151 | [5 empty] | MASTR: MASTR-SEE980215753185
155082 | Wka Nonnweiler | Hydro | Run-Of-River | PP | Germany | 0.255 |  | 2001 |  |  | 49.6141 | 6.9771 | [5 empty] | MASTR: MASTR-SEE965838644829
155097 | Wka Obererlau | Hydro | Run-Of-River | PP | Germany | 1.276 |  | 1959 |  |  | 48.5814 | 13.5806 | [5 empty] | MASTR: MASTR-SEE931160816487
155098 | Wka Oberes Wehr | Hydro | Run-Of-River | PP | Germany | 0.14 |  | 2010 |  |  | 48.6716 | 9.7734 | [5 empty] | MASTR: MASTR-SEE999343072532
155099 | Wka Obergruna | Hydro | Run-Of-River | PP | Germany | 0.28 |  | 1994 |  |  | 51.0127 | 13.3289 | [5 empty] | MASTR: MASTR-SEE994017334916
155100 | Wka Oberkirch | Hydro | Run-Of-River | PP | Germany | 0.11 |  | 1993 |  |  | 48.5259 | 8.0859 | [5 empty] | MASTR: MASTR-SEE976667340752
155101 | Wka Oberried Gmbh | Hydro | Run-Of-River | PP | Germany | 0.475 |  | 1911 |  |  | 47.9279 | 7.9411 | [5 empty] | MASTR: MASTR-SEE944078169262
155102 | Wka Oberried Gmbh | Hydro | Run-Of-River | PP | Germany | 0.485 |  | 1911 |  |  | 47.9301 | 7.943 | [5 empty] | MASTR: MASTR-SEE911808028601
155104 | Wka Offenburg Muhlbach | Hydro | Run-Of-River | PP | Germany | 0.13 |  | 2014 |  |  | 48.4707 | 7.9399 | [5 empty] | MASTR: MASTR-SEE952073132303
155105 | Wka Ohl Grunscheid | Hydro | Run-Of-River | PP | Germany | 0.64 |  | 1905 |  |  | 50.9797 | 7.3765 | [5 empty] | MASTR: MASTR-SEE981042123509
155107 | Wka Osberghausen | Hydro | Run-Of-River | PP | Germany | 0.45 |  | 2020 |  |  | 50.996 | 7.4931 | [5 empty] | MASTR: MASTR-SEE994159457122
155108 | Wka Osterbach Kirchzarten | Hydro | Run-Of-River | PP | Germany | 0.22 |  | 2011 |  |  | 47.9583 | 7.9565 | [5 empty] | MASTR: MASTR-SEE927682007472
155111 | Wka Ot Klosterbuch | Hydro | Run-Of-River | PP | Germany | 0.28 |  | 1999 |  |  | 51.158 | 12.9758 | [5 empty] | MASTR: MASTR-SEE948311509952
155112 | Wka Ot Klosterbuch | Hydro | Run-Of-River | PP | Germany | 0.28 |  | 1999 |  |  | 51.158 | 12.9758 | [5 empty] | MASTR: MASTR-SEE942009783990
155113 | Wka Ot Tragnitz | Hydro | Run-Of-River | PP | Germany | 0.15 |  | 1993 |  |  | 51.1633 | 12.9297 | [5 empty] | MASTR: MASTR-SEE981207322778
155114 | Wka Ot Tragnitz | Hydro | Run-Of-River | PP | Germany | 0.15 |  | 1993 |  |  | 51.1633 | 12.9297 | [5 empty] | MASTR: MASTR-SEE961838606454
155115 | Wka Ot Tragnitz | Hydro | Run-Of-River | PP | Germany | 0.15 |  | 1993 |  |  | 51.1633 | 12.9297 | [5 empty] | MASTR: MASTR-SEE902609371072
155116 | Wka Ow Trib | Hydro | Run-Of-River | PP | Germany | 0.298 |  | 1911 |  |  | 48.1261 | 8.2263 | [5 empty] | MASTR: MASTR-SEE942368362386
155118 | Wka Penig | Hydro | Run-Of-River | PP | Germany | 0.45 |  | 2003 |  |  | 50.933 | 12.703 | [5 empty] | MASTR: MASTR-SEE910383172426
155119 | Wka Perlenau | Hydro | Run-Of-River | PP | Germany | 0.57 |  | 2003 |  |  | 50.5403 | 6.2404 | [5 empty] | MASTR: MASTR-SEE975439640632
155121 | Wka Pirna Liebethal | Hydro | Run-Of-River | PP | Germany | 0.105 |  | 2001 |  |  | 50.996 | 13.957 | [5 empty] | MASTR: MASTR-SEE932962837779
155122 | Wka Pirna Liebethal | Hydro | Run-Of-River | PP | Germany | 0.105 |  | 2001 |  |  | 50.9962 | 13.9567 | [5 empty] | MASTR: MASTR-SEE917660002353
155123 | Wka Pischwitz | Hydro | Run-Of-River | PP | Germany | 0.4 |  | 1999 |  |  | 51.1274 | 13.0462 | [5 empty] | MASTR: MASTR-SEE933364846192
155125 | Wka Platina | Hydro | Run-Of-River | PP | Germany | 0.12 |  | 1903 |  |  | 50.6037 | 13.0527 | [5 empty] | MASTR: MASTR-SEE915140245306
155126 | Wka Plettenberg | Hydro | Run-Of-River | PP | Germany | 0.55 |  | 2003 |  |  | 51.2329 | 7.8432 | [5 empty] | MASTR: MASTR-SEE937261489698
155127 | Wka Ponitz | Hydro | Run-Of-River | PP | Germany | 0.11 |  | 2010 |  |  | 50.849 | 12.4146 | [5 empty] | MASTR: MASTR-SEE995537923208
155129 | Wka Primstal | Hydro | Run-Of-River | PP | Germany | 0.5 |  | 2001 |  |  | 49.538 | 6.973 | [5 empty] | MASTR: MASTR-SEE999555547187
155131 | Wka Quincke | Hydro | Run-Of-River | PP | Germany | 0.125 |  | 1922 |  |  | 51.4815 | 8.8829 | [5 empty] | MASTR: MASTR-SEE906626549148
155132 | Wka Quincke | Hydro | Run-Of-River | PP | Germany | 0.125 |  | 1922 |  |  | 51.4815 | 8.8829 | [5 empty] | MASTR: MASTR-SEE967309257538
155133 | Wka Ramie | Hydro | Run-Of-River | PP | Germany | 0.112 |  | 1996 |  |  | 48.1134 | 7.8566 | [5 empty] | MASTR: MASTR-SEE950657859912
155134 | Wka Rappenberghalde | Hydro | Run-Of-River | PP | Germany | 0.75 |  | 1930 |  |  | 48.5078 | 9.0321 | [5 empty] | MASTR: MASTR-SEE931428833041
155135 | Wka Rappenberghalde | Hydro | Run-Of-River | PP | Germany | 0.75 |  | 1930 |  |  | 48.5078 | 9.0321 | [5 empty] | MASTR: MASTR-SEE900853437391
155137 | Wka Regendorf | Hydro | Run-Of-River | PP | Germany | 0.13 |  | 2009 |  |  | 49.092 | 12.112 | [5 empty] | MASTR: MASTR-SEE924743080344
155143 | Wka Ripperg | Hydro | Run-Of-River | PP | Germany | 0.132 |  | 1989 |  |  | 49.1252 | 9.736 | [5 empty] | MASTR: MASTR-SEE953620125373
155153 | Wka Rotbach Posthalde Breitnau | Hydro | Run-Of-River | PP | Germany | 0.42 |  | 1994 |  |  | 47.9321 | 8.0313 | [5 empty] | MASTR: MASTR-SEE907283632655
155154 | Wka Rotbach Posthalde Breitnau | Hydro | Run-Of-River | PP | Germany | 0.42 |  | 1994 |  |  | 47.9321 | 8.0313 | [5 empty] | MASTR: MASTR-SEE992185289434
155156 | Wka Rothenburg | Hydro | Run-Of-River | PP | Germany | 0.5 |  | 2007 |  |  | 51.646 | 11.753 | [5 empty] | MASTR: MASTR-SEE950898944934
155157 | Wka Rothenburg | Hydro | Run-Of-River | PP | Germany | 0.5 |  | 2007 |  |  | 51.646 | 11.753 | [5 empty] | MASTR: MASTR-SEE953866741757
155158 | Wka Rothenburg | Hydro | Run-Of-River | PP | Germany | 0.5 |  | 2007 |  |  | 51.646 | 11.753 | [5 empty] | MASTR: MASTR-SEE911984957412
155159 | Wka Sasbachwalden Brandmatt | Hydro | Run-Of-River | PP | Germany | 0.16 |  | 1998 |  |  | 48.6183 | 8.1306 | [5 empty] | MASTR: MASTR-SEE946517460121
155161 | Wka Sbs | Hydro | Run-Of-River | PP | Germany | 0.1 |  | 1954 |  |  | 49.0912 | 13.1958 | [5 empty] | MASTR: MASTR-SEE962056913393
155162 | Wka Schabe | Hydro | Run-Of-River | PP | Germany | 0.2 |  | 1990 |  |  | 51.189 | 10.056 | [5 empty] | MASTR: MASTR-SEE929371444520
155163 | Wka Schabe | Hydro | Run-Of-River | PP | Germany | 0.2 |  | 1990 |  |  | 51.189 | 10.056 | [5 empty] | MASTR: MASTR-SEE953505555080
155164 | Wka Schaibing | Hydro | Run-Of-River | PP | Germany | 0.24 |  | 1924 |  |  | 48.5983 | 13.5866 | [5 empty] | MASTR: MASTR-SEE972621942772
155167 | Wka Scheuerfeld | Hydro | Run-Of-River | PP | Germany | 0.752 |  | 2019 |  |  | 50.7923 | 7.833 | [5 empty] | MASTR: MASTR-SEE989541721608
155169 | Wka Schiltacher Strasse | Hydro | Run-Of-River | PP | Germany | 0.185 |  | 2014 |  |  | 48.2979 | 8.2354 | [5 empty] | MASTR: MASTR-SEE903320403035
155171 | Wka Schlechtau | Hydro | Run-Of-River | PP | Germany | 1.45 |  | 2019 |  |  | 48.7219 | 8.3641 | [5 empty] | MASTR: MASTR-SEE971683848824
155172 | Wka Schleifmuhlenweg | Hydro | Run-Of-River | PP | Germany | 0.25 |  | 2001 |  |  | 48.8494 | 8.5923 | [5 empty] | MASTR: MASTR-SEE956276700376
155173 | Wka Schloss | Hydro | Run-Of-River | PP | Germany | 0.247 |  | 1996 |  |  | 48.0885 | 9.2163 | [5 empty] | MASTR: MASTR-SEE950132264170
155174 | Wka Schlossmuhle | Hydro | Run-Of-River | PP | Germany | 0.45 |  | 1991 |  |  | 51.189 | 10.053 | [5 empty] | MASTR: MASTR-SEE983505714675
155180 | Wka Schonau | Hydro | Run-Of-River | PP | Germany | 0.125 |  | 2013 |  |  | 47.7928 | 7.9021 | [5 empty] | MASTR: MASTR-SEE957165810169
155181 | Wka Schonborn Dreiwerden | Hydro | Run-Of-River | PP | Germany | 0.24 |  | 1997 |  |  | 50.5803 | 13.0018 | [5 empty] | MASTR: MASTR-SEE959663523671
155182 | Wka Schonborn Dreiwerden | Hydro | Run-Of-River | PP | Germany | 0.24 |  | 1997 |  |  | 50.5803 | 13.0018 | [5 empty] | MASTR: MASTR-SEE939727147272
155183 | Wka Schonfeld | Hydro | Run-Of-River | PP | Germany | 0.165 |  | 1995 |  |  | 50.6059 | 12.9856 | [5 empty] | MASTR: MASTR-SEE944019983544
155184 | Wka Schongau Generator | Hydro | Run-Of-River | PP | Germany | 0.976 |  | 2000 |  |  | 47.8082 | 10.9023 | [5 empty] | MASTR: MASTR-SEE987146503971
155185 | Wka Schongau Generator | Hydro | Run-Of-River | PP | Germany | 0.954 |  | 2000 |  |  | 47.8082 | 10.9023 | [5 empty] | MASTR: MASTR-SEE932034678705
155186 | Wka Schupp Gbr | Hydro | Run-Of-River | PP | Germany | 0.16 |  | 2010 |  |  | 50.5354 | 9.6725 | [5 empty] | MASTR: MASTR-SEE960734974186
155187 | Wka Schwitten Generator | Hydro | Run-Of-River | PP | Germany | 0.9 |  | 1923 |  |  | 51.4692 | 7.7687 | [5 empty] | MASTR: MASTR-SEE906820886636
155188 | Wka Schwitten Generator | Hydro | Run-Of-River | PP | Germany | 2.4 |  | 1923 |  |  | 51.4692 | 7.7686 | [5 empty] | MASTR: MASTR-SEE932005346817, MASTR-SEE934614973477
155189 | Wka Siebnach | Hydro | Run-Of-River | PP | Germany | 1.03 |  | 2003 |  |  | 48.1412 | 10.6861 | [5 empty] | MASTR: MASTR-SEE904210485728
155190 | Wka Sielen | Hydro | Run-Of-River | PP | Germany | 0.32 |  | 2000 |  |  | 51.5508 | 9.3826 | [5 empty] | MASTR: MASTR-SEE959598067226
155191 | Wka Sika Bad Urach | Hydro | Run-Of-River | PP | Germany | 0.2 |  | 1914 |  |  | 48.4957 | 9.3872 | [5 empty] | MASTR: MASTR-SEE912056315710
155194 | Wka Stadtmuhle Hadamar | Hydro | Run-Of-River | PP | Germany | 0.1 |  | 2013 |  |  | 50.4513 | 8.0458 | [5 empty] | MASTR: MASTR-SEE932194037930
155195 | Wka Stadtmuhle Rosswein | Hydro | Run-Of-River | PP | Germany | 0.16 |  | 1998 |  |  | 51.0673 | 13.1985 | [5 empty] | MASTR: MASTR-SEE944037530423
155196 | Wka Staudachmuhle | Hydro | Run-Of-River | PP | Germany | 0.16 |  | 1983 |  |  | 47.6714 | 9.8801 | [5 empty] | MASTR: MASTR-SEE925194837969
155197 | Wka Steinbach | Hydro | Run-Of-River | PP | Germany | 0.25 |  | 1941 |  |  | 49.1 | 9.7465 | [5 empty] | MASTR: MASTR-SEE995985638488
155198 | Wka Steinbach | Hydro | Run-Of-River | PP | Germany | 0.432 |  | 1955 |  |  | 49.1 | 9.7465 | [5 empty] | MASTR: MASTR-SEE900573264116
155199 | Wka Steinhelle | Hydro | Run-Of-River | PP | Germany | 0.245 |  | 1938 |  |  | 51.3496 | 8.4886 | [5 empty] | MASTR: MASTR-SEE970665853757
155200 | Wka Steinhelle | Hydro | Run-Of-River | PP | Germany | 0.72 |  | 2020 |  |  | 51.3436 | 8.4861 | [5 empty] | MASTR: MASTR-SEE917001338059
155201 | Wka Steinhelle | Hydro | Run-Of-River | PP | Germany | 2.575 |  | 1928 |  | 2020 | 51.344 | 8.486 | [5 empty] | MASTR: MASTR-SEE954573036662, MASTR-SEE963615482282
155202 | Wka Steinmuhle | Hydro | Run-Of-River | PP | Germany | 0.48 |  | 1919 |  |  | 51.0076 | 10.1292 | [5 empty] | MASTR: MASTR-SEE965815159209
155203 | Wka Steinwasenbach Hofsgrund | Hydro | Run-Of-River | PP | Germany | 0.132 |  | 2020 |  |  | 47.9047 | 7.915 | [5 empty] | MASTR: MASTR-SEE905407543139
155206 | Wka Stockhausen | Hydro | Run-Of-River | PP | Germany | 0.4 |  | 2019 |  |  | 51.348 | 8.223 | [5 empty] | MASTR: MASTR-SEE958511520497
155207 | Wka Streckewalde | Hydro | Run-Of-River | PP | Germany | 0.11 |  | 1993 |  |  | 50.7042 | 13.0288 | [5 empty] | MASTR: MASTR-SEE994601633500
155208 | Wka Stubenbach Todtnau | Hydro | Run-Of-River | PP | Germany | 0.115 |  | 1984 |  |  | 47.8338 | 7.9376 | [5 empty] | MASTR: MASTR-SEE923244867485
155209 | Wka Stubenbach Todtnau | Hydro | Run-Of-River | PP | Germany | 0.115 |  | 1984 |  |  | 47.8338 | 7.9376 | [5 empty] | MASTR: MASTR-SEE976725219334
155212 | Wka Topelmuhle | Hydro | Run-Of-River | PP | Germany | 0.4 |  | 2000 |  |  | 51.1229 | 13.0301 | [5 empty] | MASTR: MASTR-SEE985972079219
155213 | Wka Ts Leibis Lichte Rw | Hydro | Run-Of-River | PP | Germany | 0.52 |  | 2006 |  |  | 50.6018 | 11.1738 | [5 empty] | MASTR: MASTR-SEE992898947355
155214 | Wka Ts Leibis Lichte Wb | Hydro | Run-Of-River | PP | Germany | 0.296 |  | 2005 |  |  | 50.6015 | 11.1734 | [5 empty] | MASTR: MASTR-SEE975965175455
155215 | Wka Ts Schmalwasser | Hydro | Run-Of-River | PP | Germany | 0.42 |  | 1997 |  |  | 50.784 | 10.6355 | [5 empty] | MASTR: MASTR-SEE989377546093
155216 | Wka Ts Tdh | Hydro | Run-Of-River | PP | Germany | 0.16 |  | 2009 |  |  | 50.7875 | 10.6219 | [5 empty] | MASTR: MASTR-SEE943063724820
155218 | Wka Twa Luisenthal | Hydro | Run-Of-River | PP | Germany | 0.5 |  | 1968 |  |  | 50.7667 | 10.7227 | [5 empty] | MASTR: MASTR-SEE964494225540
155219 | Wka Uga | Hydro | Run-Of-River | PP | Germany | 0.17 |  | 2003 |  |  | 48.64 | 10.1558 | [5 empty] | MASTR: MASTR-SEE998746298204
155220 | Wka Unteres Werk | Hydro | Run-Of-River | PP | Germany | 0.18 |  | 2011 |  |  | 47.7577 | 8.1422 | [5 empty] | MASTR: MASTR-SEE963460325222
155224 | Wka Velmede | Hydro | Run-Of-River | PP | Germany | 0.224 |  | 1928 |  |  | 51.3595 | 8.3659 | [5 empty] | MASTR: MASTR-SEE969520727333
155225 | Wka Velmede | Hydro | Run-Of-River | PP | Germany | 0.224 |  | 2009 |  |  | 51.3595 | 8.3659 | [5 empty] | MASTR: MASTR-SEE991412231154
155230 | Wka Vilstal | Hydro | Run-Of-River | PP | Germany | 0.3 |  | 2014 |  |  | 47.5796 | 10.5352 | [5 empty] | MASTR: MASTR-SEE971209439192
155231 | Wka Vortal | Hydro | Run-Of-River | PP | Germany | 0.242 |  | 1919 |  |  | 48.322 | 8.363 | [5 empty] | MASTR: MASTR-SEE910594795018
155232 | Wka Walderbach | Hydro | Run-Of-River | PP | Germany | 0.185 |  | 1962 |  |  | 49.1837 | 12.3787 | [5 empty] | MASTR: MASTR-SEE915602537260
155236 | Wka Walsburg | Hydro | Run-Of-River | PP | Germany | 0.24 |  | 1999 |  |  | 50.5781 | 11.6782 | [5 empty] | MASTR: MASTR-SEE931993214580
155241 | Wka Weissthal Li | Hydro | Run-Of-River | PP | Germany | 0.248 |  | 2003 |  |  | 51.0017 | 12.9952 | [5 empty] | MASTR: MASTR-SEE969124443684
155242 | Wka Weissthal Re | Hydro | Run-Of-River | PP | Germany | 0.248 |  | 2003 |  |  | 51.0017 | 12.9952 | [5 empty] | MASTR: MASTR-SEE926115343484
155243 | Wka Wendefurth | Hydro | Reservoir | PP | Germany | 0.733 |  | 2009 |  |  | 51.7424 | 10.9192 | [5 empty] | MASTR: MASTR-SEE955640290956
155244 | Wka Wendler | Hydro | Run-Of-River | PP | Germany | 0.34 |  | 1995 |  |  | 50.6737 | 13.0583 | [5 empty] | MASTR: MASTR-SEE937732384972
155253 | Wka Wickede Generator | Hydro | Run-Of-River | PP | Germany | 0.58 |  | 2013 |  |  | 51.4872 | 7.8595 | [5 empty] | MASTR: MASTR-SEE913159879017
155254 | Wka Wickede Generator | Hydro | Run-Of-River | PP | Germany | 0.46 |  | 2013 |  |  | 51.4869 | 7.8597 | [5 empty] | MASTR: MASTR-SEE976668225669
155255 | Wka Wickede Generator | Hydro | Run-Of-River | PP | Germany | 0.47 |  | 2013 |  |  | 51.4869 | 7.8597 | [5 empty] | MASTR: MASTR-SEE946501179312
155257 | Wka Wiehlmunden | Hydro | Run-Of-River | PP | Germany | 0.32 |  | 1905 |  |  | 50.9883 | 7.4801 | [5 empty] | MASTR: MASTR-SEE981783762463
155258 | Wka Wiemeringhausen | Hydro | Run-Of-River | PP | Germany | 0.352 |  | 1923 |  |  | 51.2895 | 8.504 | [5 empty] | MASTR: MASTR-SEE903195850484
155259 | Wka Wiemeringhausen | Hydro | Run-Of-River | PP | Germany | 0.144 |  | 1923 |  |  | 51.2895 | 8.5046 | [5 empty] | MASTR: MASTR-SEE998827544480
155260 | Wka Wiemeringhausen | Hydro | Run-Of-River | PP | Germany | 0.352 |  | 1923 |  |  | 51.2895 | 8.5046 | [5 empty] | MASTR: MASTR-SEE984031315367
155261 | Wka Wiesenburg | Hydro | Run-Of-River | PP | Germany | 0.132 |  | 2009 |  |  | 50.6513 | 12.5723 | [5 empty] | MASTR: MASTR-SEE980809967608
155262 | Wka Wiesenburg | Hydro | Run-Of-River | PP | Germany | 0.132 |  | 2009 |  |  | 50.6513 | 12.5723 | [5 empty] | MASTR: MASTR-SEE985149196657
155263 | Wka Wiesenburg | Hydro | Run-Of-River | PP | Germany | 0.2 |  | 2009 |  |  | 50.6513 | 12.5723 | [5 empty] | MASTR: MASTR-SEE975208733787
155264 | Wka Wiesenthal | Hydro | Run-Of-River | PP | Germany | 0.15 |  | 2009 |  |  | 49.8174 | 12.1515 | [5 empty] | MASTR: MASTR-SEE907044852483
155265 | Wka Wiesenweg | Hydro | Run-Of-River | PP | Germany | 0.13 |  | 1955 |  |  | 51.1301 | 9.2849 | [5 empty] | MASTR: MASTR-SEE951806543027
155266 | Wka Wiesenweg | Hydro | Run-Of-River | PP | Germany | 0.198 |  | 1955 |  |  | 51.1301 | 9.2849 | [5 empty] | MASTR: MASTR-SEE957147056448
155267 | Wka Wintersohl | Hydro | Run-Of-River | PP | Germany | 0.49 |  | 1997 |  |  | 51.2611 | 7.7838 | [5 empty] | MASTR: MASTR-SEE926655958278
155269 | Wka Wut | Hydro | Run-Of-River | PP | Germany | 0.485 |  | 2000 |  |  | 47.6598 | 8.3607 | [5 empty] | MASTR: MASTR-SEE967786173611
155270 | Wka Wutach Ewattingen | Hydro | Run-Of-River | PP | Germany | 0.324 |  | 2014 |  |  | 47.8446 | 8.463 | [5 empty] | MASTR: MASTR-SEE927803079654
155274 | Wka Zschopau | Hydro | Run-Of-River | PP | Germany | 0.17 |  | 2011 |  |  | 50.7452 | 13.0678 | [5 empty] | MASTR: MASTR-SEE959240566374
155276 | Wkaf | Hydro | Run-Of-River | PP | Germany | 0.11 |  | 2004 |  |  | 49.0221 | 13.2303 | [5 empty] | MASTR: MASTR-SEE908687232151
155277 | Wkah | Hydro | Run-Of-River | PP | Germany | 0.12 |  | 1958 |  |  | 48.4319 | 12.9863 | [5 empty] | MASTR: MASTR-SEE944992504491
155279 | Wkam | Hydro | Run-Of-River | PP | Germany | 0.32 |  | 1994 |  |  | 48.4549 | 8.7519 | [5 empty] | MASTR: MASTR-SEE938362520174
155280 | Wkan | Hydro | Run-Of-River | PP | Germany | 0.22 |  | 1907 |  |  | 48.4575 | 8.9 | [5 empty] | MASTR: MASTR-SEE922499140466
155287 | Wkh | Hydro | Run-Of-River | PP | Germany | 0.67 |  | 1900 |  |  | 48.7382 | 8.3444 | [5 empty] | MASTR: MASTR-SEE959347934786
155293 | Wkh Wertach Id | Hydro | Run-Of-River | PP | Germany | 0.9 |  | 2002 |  |  | 48.1647 | 10.7077 | [5 empty] | MASTR: MASTR-SEE918527260640
155420 | Wko | Hydro | Run-Of-River | PP | Germany | 0.38 |  | 2000 |  |  | 48.7431 | 8.3471 | [5 empty] | MASTR: MASTR-SEE939886068937
155422 | Wkr | Hydro | Run-Of-River | PP | Germany | 0.46 |  | 1900 |  |  | 48.7507 | 8.347 | [5 empty] | MASTR: MASTR-SEE983512587996
155429 | Wkw | Hydro | Run-Of-River | PP | Germany | 0.11 |  | 1994 |  |  | 50.9305 | 12.0163 | [5 empty] | MASTR: MASTR-SEE992933847640
155430 | Wkw | Hydro | Run-Of-River | PP | Germany | 0.275 |  | 1996 |  |  | 50.4552 | 12.7241 | [5 empty] | MASTR: MASTR-SEE911982529802
155431 | Wkw | Hydro | Run-Of-River | PP | Germany | 0.2 |  | 1964 |  |  | 47.8595 | 11.9984 | [5 empty] | MASTR: MASTR-SEE950317074044
155432 | Wkw | Hydro | Run-Of-River | PP | Germany | 0.22 |  | 2009 |  |  | 48.4535 | 13.3891 | [5 empty] | MASTR: MASTR-SEE902799915063
155433 | Wkw | Hydro | Run-Of-River | PP | Germany | 0.18 |  | 2020 |  |  | 50.6083 | 11.1159 | [5 empty] | MASTR: MASTR-SEE957579120793
155434 | Wkw | Hydro | Run-Of-River | PP | Germany | 0.132 |  | 1994 |  |  | 50.9308 | 12.016 | [5 empty] | MASTR: MASTR-SEE973000531013
155435 | Wkw | Hydro | Run-Of-River | PP | Germany | 18.5 |  | 1920 |  |  | 48.154 | 12.652 | [5 empty] | MASTR: MASTR-SEE980008908440
155436 | Wkw | Hydro | Run-Of-River | PP | Germany | 0.13 |  | 1958 |  |  | 49.4053 | 12.2184 | [5 empty] | MASTR: MASTR-SEE942453221284
155437 | Wkw | Hydro | Run-Of-River | PP | Germany | 0.1768 |  | 2021 |  |  | 49.2172 | 11.1447 | [5 empty] | MASTR: MASTR-SEE952740627293
155438 | Wkw | Hydro | Run-Of-River | PP | Germany | 0.3 |  | 1984 |  | 2006 | 51.4229 | 8.0298 | [5 empty] | MASTR: MASTR-SEE928957383239
155439 | Wkw | Hydro | Run-Of-River | PP | Germany | 0.12 |  | 1900 |  |  | 47.7453 | 8.4537 | [5 empty] | MASTR: MASTR-SEE927497064455
155440 | Wkw | Hydro | Run-Of-River | PP | Germany | 0.163 |  | 1982 |  |  | 50.1307 | 10.8719 | [5 empty] | MASTR: MASTR-SEE950994953588
155441 | Wkw | Hydro | Run-Of-River | PP | Germany | 0.3 |  | 1984 |  | 2006 | 51.4229 | 8.0298 | [5 empty] | MASTR: MASTR-SEE914352068536
155442 | Wkw Aggertalsperre Hdw | Hydro | Reservoir | PP | Germany | 0.64 |  | 2020 |  |  | 51.0335 | 7.6291 | [5 empty] | MASTR: MASTR-SEE941859650780
155443 | Wkw Aistaig | Hydro | Run-Of-River | PP | Germany | 0.4 |  | 2003 |  |  | 48.3247 | 8.5917 | [5 empty] | MASTR: MASTR-SEE966968377076
155444 | Wkw Aistaig | Hydro | Run-Of-River | PP | Germany | 0.4 |  | 2003 |  |  | 48.3247 | 8.5917 | [5 empty] | MASTR: MASTR-SEE960575716631
155445 | Wkw Aldingen | Hydro | Run-Of-River | PP | Germany | 1.2 |  | 1939 |  |  | 48.8668 | 9.2586 | [5 empty] | MASTR: MASTR-SEE991193518611
155446 | Wkw Aldingen | Hydro | Run-Of-River | PP | Germany | 0.6 |  | 1939 |  |  | 48.8668 | 9.2586 | [5 empty] | MASTR: MASTR-SEE906971845865
155447 | Wkw Aldingen | Hydro | Run-Of-River | PP | Germany | 0.6 |  | 1939 |  |  | 48.8668 | 9.2586 | [5 empty] | MASTR: MASTR-SEE985986636842
155448 | Wkw Alsleben | Hydro | Run-Of-River | PP | Germany | 0.75 |  | 2020 |  |  | 51.7054 | 11.6756 | [5 empty] | MASTR: MASTR-SEE916308563621
155449 | Wkw Am Katzenturm | Hydro | Run-Of-River | PP | Germany | 0.1 |  | 1925 |  |  | 50.3906 | 8.0627 | [5 empty] | MASTR: MASTR-SEE907019013277
155450 | Wkw Au | Hydro | Run-Of-River | PP | Germany | 0.43 |  | 1949 |  |  | 47.7507 | 9.9315 | [5 empty] | MASTR: MASTR-SEE985201035023
155451 | Wkw Aue | Hydro | Run-Of-River | PP | Germany | 0.147 |  | 2015 |  |  | 50.5738 | 12.6899 | [5 empty] | MASTR: MASTR-SEE923312189303
155452 | Wkw Aue | Hydro | Run-Of-River | PP | Germany | 0.53 |  | 1997 |  |  | 50.5737 | 12.6897 | [5 empty] | MASTR: MASTR-SEE999089576738
155453 | Wkw Aue Hakenkrumme | Hydro | Run-Of-River | PP | Germany | 0.88 |  | 1924 |  |  | 50.5822 | 12.724 | [5 empty] | MASTR: MASTR-SEE915374226362
155454 | Wkw Aue Hakenkrumme | Hydro | Run-Of-River | PP | Germany | 0.65 |  | 1924 |  |  | 50.5822 | 12.724 | [5 empty] | MASTR: MASTR-SEE948407320041
155455 | Wkw Auerhammer | Hydro | Run-Of-River | PP | Germany | 0.2 |  | 2015 |  |  | 50.5758 | 12.69 | [5 empty] | MASTR: MASTR-SEE973262349074
155456 | Wkw Backermuhle | Hydro | Run-Of-River | PP | Germany | 0.13 |  | 1989 |  |  | 48.1113 | 11.5722 | [5 empty] | MASTR: MASTR-SEE949304129720
155457 | Wkw Bad Muskau | Hydro | Run-Of-River | PP | Germany | 0.16 |  | 1994 |  |  | 51.5435 | 14.7288 | [5 empty] | MASTR: MASTR-SEE999439127535
155458 | Wkw Bad Muskau | Hydro | Run-Of-River | PP | Germany | 0.25 |  | 1994 |  |  | 51.5435 | 14.7288 | [5 empty] | MASTR: MASTR-SEE998174601270
155459 | Wkw Bad Muskau | Hydro | Run-Of-River | PP | Germany | 0.25 |  | 1994 |  |  | 51.5435 | 14.7288 | [5 empty] | MASTR: MASTR-SEE959449075844
155460 | Wkw Bautzen | Hydro | Reservoir | PP | Germany | 0.45 |  | 2016 |  |  | 51.216 | 14.4692 | [5 empty] | MASTR: MASTR-SEE932827000751
155461 | Wkw Bayerl Luhe | Hydro | Run-Of-River | PP | Germany | 0.779 |  | 1956 |  |  | 49.5751 | 12.1513 | [5 empty] | MASTR: MASTR-SEE974438644344
155462 | Wkw Besigheim | Hydro | Run-Of-River | PP | Germany | 0.335 |  | 1903 |  |  | 49.0033 | 9.1389 | [5 empty] | MASTR: MASTR-SEE968159712369
155463 | Wkw Besigheim | Hydro | Run-Of-River | PP | Germany | 6.9 |  | 1952 |  |  | 48.9982 | 9.1703 | [5 empty] | MASTR: MASTR-SEE904982226147, MASTR-SEE920220644351, MASTR-SEE934530610180, MASTR-SEE987485946217
155464 | Wkw Bettenberg | Hydro | Run-Of-River | PP | Germany | 0.103 |  | 1932 |  |  | 48.6009 | 8.7373 | [5 empty] | MASTR: MASTR-SEE951040478604
155465 | Wkw Bettenhausen | Hydro | Run-Of-River | PP | Germany | 0.85 |  | 1923 |  |  | 48.3763 | 8.5395 | [5 empty] | MASTR: MASTR-SEE954317791727
155466 | Wkw Bettenhausen | Hydro | Run-Of-River | PP | Germany | 2 |  | 1923 |  |  | 48.3763 | 8.5395 | [5 empty] | MASTR: MASTR-SEE994092353536
155467 | Wkw Biessenhofen | Hydro | Run-Of-River | PP | Germany | 0.92 |  | 1962 |  |  | 47.8476 | 10.6486 | [5 empty] | MASTR: MASTR-SEE941192278153
155468 | Wkw Biessenhofen | Hydro | Run-Of-River | PP | Germany | 0.92 |  | 1962 |  |  | 47.8476 | 10.6486 | [5 empty] | MASTR: MASTR-SEE915093936771
155469 | Wkw Bifig | Hydro | Run-Of-River | PP | Germany | 0.16 |  | 1996 |  |  | 47.6505 | 7.8169 | [5 empty] | MASTR: MASTR-SEE916536811624
155470 | Wkw Bofinger Halde Generator | Hydro | Run-Of-River | PP | Germany | 8.03 |  | 1953 |  |  | 48.4239 | 10.0255 | [5 empty] | MASTR: MASTR-SEE906326722117, MASTR-SEE998337266582
155471 | Wkw Bofinger Halde Generator Eeg Anteil | Hydro | Run-Of-River | PP | Germany | 0.385 |  | 2010 |  |  | 48.4239 | 10.0256 | [5 empty] | MASTR: MASTR-SEE911899162451
155472 | Wkw Bofinger Halde Generator Eeg Anteil | Hydro | Run-Of-River | PP | Germany | 0.385 |  | 2010 |  |  | 48.4238 | 10.0257 | [5 empty] | MASTR: MASTR-SEE973276921297
155473 | Wkw Borstendorf | Hydro | Run-Of-River | PP | Germany | 0.25 |  | 1902 |  |  | 50.7686 | 13.1635 | [5 empty] | MASTR: MASTR-SEE909568081226
155474 | Wkw Borstendorf | Hydro | Run-Of-River | PP | Germany | 0.315 |  | 1902 |  |  | 50.7686 | 13.1635 | [5 empty] | MASTR: MASTR-SEE958213689805
155475 | Wkw Borstendorf | Hydro | Run-Of-River | PP | Germany | 0.25 |  | 1902 |  |  | 50.7686 | 13.1635 | [5 empty] | MASTR: MASTR-SEE926056740458
155476 | Wkw Braunsbach | Hydro | Run-Of-River | PP | Germany | 0.11 |  | 2014 |  |  | 49 | 9 | [5 empty] | MASTR: MASTR-SEE911580181211
155477 | Wkw Bremenwerk | Hydro | Run-Of-River | PP | Germany | 0.26 |  | 1996 |  |  | 51.3688 | 14.9767 | [5 empty] | MASTR: MASTR-SEE944087839477
155478 | Wkw Bremenwerk | Hydro | Run-Of-River | PP | Germany | 0.26 |  | 1996 |  |  | 51.3688 | 14.9766 | [5 empty] | MASTR: MASTR-SEE917584231723
155479 | Wkw Brombach | Hydro | Run-Of-River | PP | Germany | 0.8 |  | 1983 |  |  | 47.6375 | 7.7086 | [5 empty] | MASTR: MASTR-SEE919751201959
155480 | Wkw Buchenmuhle | Hydro | Run-Of-River | PP | Germany | 0.61 |  | 1927 |  |  | 49.2685 | 9.7385 | [5 empty] | MASTR: MASTR-SEE921092685831
155481 | Wkw Cannstatt | Hydro | Run-Of-River | PP | Germany | 2.3 |  | 1930 |  |  | 48.7998 | 9.21 | [5 empty] | MASTR: MASTR-SEE915212370134, MASTR-SEE925179546336
155482 | Wkw Carolathal | Hydro | Run-Of-River | PP | Germany | 0.11 |  | 1992 |  |  | 50.477 | 12.7307 | [5 empty] | MASTR: MASTR-SEE950125215851
155483 | Wkw Dahlerau | Hydro | Run-Of-River | PP | Germany | 0.22 |  | 2015 |  |  | 51.2221 | 7.3169 | [5 empty] | MASTR: MASTR-SEE965896302921
155484 | Wkw Deizisau | Hydro | Run-Of-River | PP | Germany | 2 |  | 1963 |  |  | 48.7174 | 9.3821 | [5 empty] | MASTR: MASTR-SEE914446969961, MASTR-SEE948910894985
155485 | Wkw Dettingen | Hydro | Run-Of-River | PP | Germany | 0.1 |  | 1927 |  |  | 48.1122 | 10.1332 | [5 empty] | MASTR: MASTR-SEE925268162232
155486 | Wkw Dippoldiswalde | Hydro | Reservoir | PP | Germany | 0.56 |  | 2013 |  |  | 50.9274 | 13.6554 | [5 empty] | MASTR: MASTR-SEE992953350755
155487 | Wkw Donaustetten Generator | Hydro | Run-Of-River | PP | Germany | 4.5 |  | 1936 |  |  | 48.3238 | 9.924 | [5 empty] | MASTR: MASTR-SEE919573712381, MASTR-SEE929004634809, MASTR-SEE979323976623, MASTR-SEE988258591474
155488 | Wkw Dorfel | Hydro | Run-Of-River | PP | Germany | 0.156 |  | 2004 |  | 2024 | 50.5813 | 12.9464 | [5 empty] | MASTR: MASTR-SEE903823067666
155489 | Wkw Dorfhain | Hydro | Run-Of-River | PP | Germany | 1.2 |  | 2012 |  |  | 50.938 | 13.5653 | [5 empty] | MASTR: MASTR-SEE966363477586
155490 | Wkw Ebenhofen | Hydro | Run-Of-River | PP | Germany | 0.48 |  | 1952 |  |  | 47.8116 | 10.6264 | [5 empty] | MASTR: MASTR-SEE985423272367
155491 | Wkw Ehrenstein | Hydro | Run-Of-River | PP | Germany | 0.173 |  | 2022 |  |  | 48.4125 | 9.9237 | [5 empty] | MASTR: MASTR-SEE948148017576
155492 | Wkw Eisenhammer | Hydro | Run-Of-River | PP | Germany | 0.105 |  | 1990 |  |  | 50.3218 | 9.2842 | [5 empty] | MASTR: MASTR-SEE960201962111
155493 | Wkw Enzberg | Hydro | Run-Of-River | PP | Germany | 0.205 |  | 1910 |  |  | 48.9422 | 8.8148 | [5 empty] | MASTR: MASTR-SEE922537042967
155494 | Wkw Enzberg | Hydro | Run-Of-River | PP | Germany | 0.205 |  | 1910 |  |  | 48.9422 | 8.8148 | [5 empty] | MASTR: MASTR-SEE918323842842
155495 | Wkw Enzberg | Hydro | Run-Of-River | PP | Germany | 0.21 |  | 1937 |  |  | 48.9295 | 8.7952 | [5 empty] | MASTR: MASTR-SEE959309663747
155496 | Wkw Erlau Kittlmuhle | Hydro | Run-Of-River | PP | Germany | 0.5 |  | 1964 |  |  | 48.6651 | 13.5441 | [5 empty] | MASTR: MASTR-SEE901246782708
155497 | Wkw Erlau Kittlmuhle | Hydro | Run-Of-River | PP | Germany | 0.2 |  | 1964 |  |  | 48.6652 | 13.5479 | [5 empty] | MASTR: MASTR-SEE971935240376
155498 | Wkw Esslingen | Hydro | Run-Of-River | PP | Germany | 0.625 |  | 2011 |  |  | 48.733 | 9.3131 | [5 empty] | MASTR: MASTR-SEE970528034781
155499 | Wkw Esslingen | Hydro | Run-Of-River | PP | Germany | 0.625 |  | 2011 |  |  | 48.733 | 9.3131 | [5 empty] | MASTR: MASTR-SEE964318969704
155500 | Wkw Eulschirben | Hydro | Run-Of-River | PP | Germany | 0.16 |  | 2014 |  |  | 49.6995 | 9.5777 | [5 empty] | MASTR: MASTR-SEE987335091548
155501 | Wkw Eulschirben | Hydro | Run-Of-River | PP | Germany | 0.252 |  | 2014 |  |  | 49.6995 | 9.5777 | [5 empty] | MASTR: MASTR-SEE941774718428
155502 | Wkw Euschertsfurth | Hydro | Run-Of-River | PP | Germany | 0.125 |  | 1927 |  |  | 48.8304 | 13.1314 | [5 empty] | MASTR: MASTR-SEE980667492595
155503 | Wkw Fahlenbach Wkw Buchersried Bhkw | Hydro | Run-Of-River | CHP | Germany | 0.312 |  | 1994 |  |  | 49.3542 | 10.2845 | [5 empty] | MASTR: MASTR-SEE912613893682
155504 | Wkw Fahrbrucke | Hydro | Run-Of-River | PP | Germany | 0.25 |  | 1997 |  |  | 50.6445 | 12.6311 | [5 empty] | MASTR: MASTR-SEE930192324595
155505 | Wkw Fahrbrucke Generator | Hydro | Run-Of-River | PP | Germany | 0.35 |  | 1997 |  |  | 50.6445 | 12.6311 | [5 empty] | MASTR: MASTR-SEE962429988898
155506 | Wkw Falken | Hydro | Run-Of-River | PP | Germany | 0.22 |  | 2013 |  |  | 51.114 | 10.2718 | [5 empty] | MASTR: MASTR-SEE998539102749
155507 | Wkw Falken | Hydro | Run-Of-River | PP | Germany | 0.22 |  | 1999 |  |  | 51.114 | 10.2718 | [5 empty] | MASTR: MASTR-SEE923329283582
155508 | Wkw Falken | Hydro | Run-Of-River | PP | Germany | 0.22 |  | 1999 |  |  | 51.114 | 10.2718 | [5 empty] | MASTR: MASTR-SEE965572434199
155509 | Wkw Falkenau | Hydro | Run-Of-River | PP | Germany | 0.264 |  | 1994 |  |  | 50.8546 | 13.1196 | [5 empty] | MASTR: MASTR-SEE966011488063
155510 | Wkw Falkenau | Hydro | Run-Of-River | PP | Germany | 0.264 |  | 1994 |  |  | 50.8546 | 13.1196 | [5 empty] | MASTR: MASTR-SEE902457321816
155511 | Wkw Felsenwehr | Hydro | Run-Of-River | PP | Germany | 2.88 |  | 2011 |  |  | 47.6981 | 10.3186 | [5 empty] | MASTR: MASTR-SEE967568340279
155512 | Wkw Fleck | Hydro | Run-Of-River | PP | Germany | 0.5 |  | 1984 |  |  | 47.6516 | 11.5881 | [5 empty] | MASTR: MASTR-SEE947339521649
155513 | Wkw Fleck | Hydro | Run-Of-River | PP | Germany | 0.148 |  | 1993 |  |  | 47.6516 | 11.588 | [5 empty] | MASTR: MASTR-SEE917097608678
155514 | Wkw Forst | Hydro | Run-Of-River | PP | Germany | 0.26 |  | 2000 |  |  | 51.7438 | 14.6514 | [5 empty] | MASTR: MASTR-SEE960306830353
155515 | Wkw Frankenberg | Hydro | Run-Of-River | PP | Germany | 0.24 |  | 1915 |  |  | 50.9111 | 13.0267 | [5 empty] | MASTR: MASTR-SEE969888812665
155516 | Wkw Frankenberg | Hydro | Run-Of-River | PP | Germany | 0.23 |  | 1915 |  |  | 50.9115 | 13.0306 | [5 empty] | MASTR: MASTR-SEE948281518299
155517 | Wkw Frankenhofen | Hydro | Run-Of-River | PP | Germany | 0.75 |  | 1970 |  |  | 47.9786 | 10.642 | [5 empty] | MASTR: MASTR-SEE980036974097
155518 | Wkw Frankenhofen | Hydro | Run-Of-River | PP | Germany | 0.75 |  | 1970 |  |  | 47.9786 | 10.642 | [5 empty] | MASTR: MASTR-SEE925451433019
155519 | Wkw Freital | Hydro | Run-Of-River | PP | Germany | 1.13 |  | 2012 |  |  | 50.9685 | 13.6236 | [5 empty] | MASTR: MASTR-SEE906084256275
155520 | Wkw Freudenberg | Hydro | Run-Of-River | PP | Germany | 4.3 |  | 1934 |  |  | 49.7544 | 9.32 | [5 empty] | MASTR: MASTR-SEE924669631507, MASTR-SEE940365032028
155521 | Wkw Freyburg | Hydro | Run-Of-River | PP | Germany | 0.16 |  | 2014 |  |  | 51.2085 | 11.7716 | [5 empty] | MASTR: MASTR-SEE900121735730
155522 | Wkw Fridingen Donau | Hydro | Run-Of-River | PP | Germany | 0.6375 |  | 2000 |  |  | 48.03 | 8.9371 | [5 empty] | MASTR: MASTR-SEE912281656244
155523 | Wkw Fridingen Donau | Hydro | Run-Of-River | PP | Germany | 0.6375 |  | 2000 |  |  | 48.03 | 8.9371 | [5 empty] | MASTR: MASTR-SEE968242897003
155524 | Wkw Fridingen Donau | Hydro | Run-Of-River | PP | Germany | 0.43 |  | 1923 |  | 2020 | 48.03 | 8.9371 | [5 empty] | MASTR: MASTR-SEE989127435127
155525 | Wkw Fridingen Donau | Hydro | Run-Of-River | PP | Germany | 0.43 |  | 1923 |  | 2020 | 48.03 | 8.9371 | [5 empty] | MASTR: MASTR-SEE976969462480
155526 | Wkw Fridingen Donau | Hydro | Run-Of-River | PP | Germany | 0.42 |  | 1923 |  | 2020 | 48.03 | 8.9371 | [5 empty] | MASTR: MASTR-SEE926528804015
155527 | Wkw Fridingen Donau | Hydro | Run-Of-River | PP | Germany | 0.6375 |  | 2000 |  |  | 48.03 | 8.9371 | [5 empty] | MASTR: MASTR-SEE997340549750
155528 | Wkw Frimhoring | Hydro | Run-Of-River | PP | Germany | 0.332 |  | 2010 |  |  | 48.4343 | 13.3505 | [5 empty] | MASTR: MASTR-SEE944634872544
155529 | Wkw Frimhoring | Hydro | Run-Of-River | PP | Germany | 0.12 |  | 1974 |  |  | 48.4343 | 13.3505 | [5 empty] | MASTR: MASTR-SEE904231704242
155530 | Wkw Gaissa | Hydro | Run-Of-River | PP | Germany | 0.132 |  | 1958 |  |  | 48.6157 | 13.3771 | [5 empty] | MASTR: MASTR-SEE946605772785
155531 | Wkw Gernmuhle Maschine | Hydro | Reservoir | PP | Germany | 0.135 |  | 1996 |  |  | 47.75 | 12.1986 | [5 empty] | MASTR: MASTR-SEE956372205980
155532 | Wkw Gernmuhle Maschine | Hydro | Reservoir | PP | Germany | 0.16 |  | 1996 |  |  | 47.75 | 12.1986 | [5 empty] | MASTR: MASTR-SEE953708582098
155533 | Wkw Gewerbepark Lichtenstein | Hydro | Run-Of-River | PP | Germany | 0.145 |  | 1902 |  |  | 48.4433 | 9.2497 | [5 empty] | MASTR: MASTR-SEE942672109103
155534 | Wkw Gewerbepark Lichtenstein | Hydro | Run-Of-River | PP | Germany | 0.145 |  | 1902 |  |  | 48.4433 | 9.2496 | [5 empty] | MASTR: MASTR-SEE903666864392
155535 | Wkw Gohren | Hydro | Run-Of-River | PP | Germany | 0.26 |  | 1996 |  |  | 50.981 | 12.766 | [5 empty] | MASTR: MASTR-SEE990338511883
155536 | Wkw Gohren | Hydro | Run-Of-River | PP | Germany | 0.295 |  | 1996 |  |  | 50.981 | 12.766 | [5 empty] | MASTR: MASTR-SEE917127370230
155537 | Wkw Gohren | Hydro | Run-Of-River | PP | Germany | 0.295 |  | 1996 |  |  | 50.981 | 12.766 | [5 empty] | MASTR: MASTR-SEE928955133935
155538 | Wkw Goldbach | Hydro | Run-Of-River | PP | Germany | 0.145 |  | 2004 |  |  | 49.5806 | 12.3304 | [5 empty] | MASTR: MASTR-SEE985891625221
155539 | Wkw Golzern | Hydro | Run-Of-River | PP | Germany | 0.7 |  | 1992 |  |  | 51.2482 | 12.7716 | [5 empty] | MASTR: MASTR-SEE947336247498
155540 | Wkw Golzern | Hydro | Run-Of-River | PP | Germany | 0.7 |  | 1992 |  |  | 51.2482 | 12.7716 | [5 empty] | MASTR: MASTR-SEE937931802017
155541 | Wkw Goritzhain | Hydro | Run-Of-River | PP | Germany | 0.1 |  | 1994 |  |  | 50.9658 | 12.8015 | [5 empty] | MASTR: MASTR-SEE973034467562
155542 | Wkw Gorlitz | Hydro | Run-Of-River | PP | Germany | 0.148 |  | 2011 |  |  | 51.1581 | 14.9937 | [5 empty] | MASTR: MASTR-SEE933250410643
155543 | Wkw Gorsdorf | Hydro | Run-Of-River | PP | Germany | 0.25 |  | 1998 |  |  | 50.7194 | 13.2261 | [5 empty] | MASTR: MASTR-SEE939025541222
155544 | Wkw Gorsdorf | Hydro | Run-Of-River | PP | Germany | 0.25 |  | 1998 |  |  | 50.7194 | 13.2261 | [5 empty] | MASTR: MASTR-SEE911663136947
155545 | Wkw Gottrazhofen | Hydro | Run-Of-River | PP | Germany | 0.32 |  | 1925 |  |  | 47.733 | 9.976 | [5 empty] | MASTR: MASTR-SEE912779681239
155546 | Wkw Gottrazhofen | Hydro | Run-Of-River | PP | Germany | 0.26 |  | 1938 |  |  | 47.733 | 9.976 | [5 empty] | MASTR: MASTR-SEE927357384983
155547 | Wkw Gottrazhofen | Hydro | Run-Of-River | PP | Germany | 0.32 |  | 1925 |  |  | 47.733 | 9.976 | [5 empty] | MASTR: MASTR-SEE997747682289
155548 | Wkw Grasmuhle | Hydro | Run-Of-River | PP | Germany | 0.1995 |  | 1981 |  |  | 47.7669 | 11.9078 | [5 empty] | MASTR: MASTR-SEE927298283086
155549 | Wkw Grimma | Hydro | Run-Of-River | PP | Germany | 0.225 |  | 1994 |  |  | 51.2306 | 12.7272 | [5 empty] | MASTR: MASTR-SEE952413256973
155550 | Wkw Grimma | Hydro | Run-Of-River | PP | Germany | 0.225 |  | 1994 |  |  | 51.2306 | 12.7272 | [5 empty] | MASTR: MASTR-SEE994518644828
155551 | Wkw Gruenau | Hydro | Run-Of-River | PP | Germany | 0.23 |  | 1996 |  |  | 50.6477 | 12.6154 | [5 empty] | MASTR: MASTR-SEE986451915202
155552 | Wkw Grundelbach | Hydro | Run-Of-River | PP | Germany | 0.123 |  | 1971 |  |  | 49.7142 | 11.0608 | [5 empty] | MASTR: MASTR-SEE913067763781
155553 | Wkw Grundmuhle | Hydro | Run-Of-River | PP | Germany | 0.25 |  | 2011 |  |  | 47.593 | 12.9839 | [5 empty] | MASTR: MASTR-SEE984515176354
155554 | Wkw Grundstrasse | Hydro | Run-Of-River | PP | Germany | 0.15 |  | 1912 |  |  | 51.7151 | 10.5229 | [5 empty] | MASTR: MASTR-SEE979839253416
155555 | Wkw Gruner Hirsch | Hydro | Run-Of-River | PP | Germany | 0.45 |  | 1921 |  |  | 51.7129 | 10.5159 | [5 empty] | MASTR: MASTR-SEE967601518801
155556 | Wkw Gunzburg | Hydro | Run-Of-River | PP | Germany | 0.256 |  | 2001 |  |  | 48.446 | 10.2765 | [5 empty] | MASTR: MASTR-SEE923875567877
155557 | Wkw Gutach | Hydro | Run-Of-River | PP | Germany | 0.2 |  | 2000 |  |  | 48.1198 | 7.99 | [5 empty] | MASTR: MASTR-SEE906165876231
155558 | Wkw Hals | Hydro | Run-Of-River | PP | Germany | 0.434 |  | 1957 |  |  | 48.5896 | 13.4623 | [5 empty] | MASTR: MASTR-SEE935049493011
155559 | Wkw Hals | Hydro | Run-Of-River | PP | Germany | 0.804 |  | 1985 |  |  | 48.5896 | 13.4623 | [5 empty] | MASTR: MASTR-SEE972012843688
155560 | Wkw Hals | Hydro | Run-Of-River | PP | Germany | 0.478 |  | 1970 |  |  | 48.5896 | 13.4623 | [5 empty] | MASTR: MASTR-SEE948150173505
155561 | Wkw Hamm | Hydro | Run-Of-River | PP | Germany | 0.475 |  | 2006 |  |  | 51.6867 | 7.8207 | [5 empty] | MASTR: MASTR-SEE960546607593
155562 | Wkw Hartmannsdorf Reichenau | Hydro | Reservoir | PP | Germany | 0.6 |  | 2013 |  |  | 50.8342 | 13.5918 | [5 empty] | MASTR: MASTR-SEE993422070754
155563 | Wkw Hartmannsreit | Hydro | Run-Of-River | PP | Germany | 0.221 |  | 2009 |  |  | 48.8648 | 13.3472 | [5 empty] | MASTR: MASTR-SEE979508996149
155564 | Wkw Heidelberg | Hydro | Run-Of-River | PP | Germany | 2.6 |  | 2000 |  |  | 49.416 | 8.7171 | [5 empty] | MASTR: MASTR-SEE963004786144, MASTR-SEE979440768293
155565 | Wkw Hennersdorf Bahnhofstrasse | Hydro | Run-Of-River | PP | Germany | 0.135 |  | 1994 |  |  | 50.7903 | 13.0711 | [5 empty] | MASTR: MASTR-SEE930546315606
155566 | Wkw Hetzdorf | Hydro | Run-Of-River | PP | Germany | 0.132 |  | 2014 |  |  | 50.8394 | 13.1343 | [5 empty] | MASTR: MASTR-SEE947480470865
155567 | Wkw Hetzdorf | Hydro | Run-Of-River | PP | Germany | 0.18 |  | 1991 |  |  | 50.8394 | 13.1343 | [5 empty] | MASTR: MASTR-SEE943380306334
155568 | Wkw Hh | Hydro | Run-Of-River | PP | Germany | 0.37 |  | 1999 |  |  | 52.3805 | 9.6906 | [5 empty] | MASTR: MASTR-SEE946495312511
155569 | Wkw Hh | Hydro | Run-Of-River | PP | Germany | 0.37 |  | 1999 |  |  | 52.3806 | 9.6906 | [5 empty] | MASTR: MASTR-SEE996248059057
155570 | Wkw Hinterfreundorf | Hydro | Run-Of-River | PP | Germany | 0.468 |  | 2022 |  |  | 48.7768 | 13.7282 | [5 empty] | MASTR: MASTR-SEE959349047392
155571 | Wkw Hirschhorn | Hydro | Run-Of-River | PP | Germany | 5 |  | 1933 |  |  | 49.4496 | 8.9026 | [5 empty] | MASTR: MASTR-SEE904824178818, MASTR-SEE978109781093
155572 | Wkw Hirschzell | Hydro | Run-Of-River | PP | Germany | 0.765 |  | 1956 |  |  | 47.8633 | 10.6417 | [5 empty] | MASTR: MASTR-SEE964098203579
155573 | Wkw Hirschzell | Hydro | Run-Of-River | PP | Germany | 0.765 |  | 1956 |  |  | 47.8633 | 10.6417 | [5 empty] | MASTR: MASTR-SEE926341103821
155574 | Wkw Hochstattmuhle | Hydro | Run-Of-River | PP | Germany | 0.175 |  | 1990 |  |  | 48.5952 | 11.3947 | [5 empty] | MASTR: MASTR-SEE900332219739
155575 | Wkw Hofen | Hydro | Run-Of-River | PP | Germany | 3.4 |  | 1935 |  |  | 48.8376 | 9.2243 | [5 empty] | MASTR: MASTR-SEE930463303328, MASTR-SEE977141514843
155576 | Wkw Hofen | Hydro | Run-Of-River | PP | Germany | 0.16 |  | 1990 |  |  | 47.6483 | 7.8093 | [5 empty] | MASTR: MASTR-SEE928025941446
155577 | Wkw Horden | Hydro | Run-Of-River | PP | Germany | 0.32 |  | 2012 |  |  | 48.7828 | 8.3422 | [5 empty] | MASTR: MASTR-SEE962038846237
155578 | Wkw Horkheim | Hydro | Run-Of-River | PP | Germany | 4.3 |  | 1929 |  |  | 49.1212 | 9.1805 | [5 empty] | MASTR: MASTR-SEE911717955975, MASTR-SEE912312351919
155579 | Wkw Horster Muhle | Hydro | Run-Of-River | PP | Germany | 2 |  | 2009 |  |  | 51.4297 | 7.1089 | [5 empty] | MASTR: MASTR-SEE950279907527
155580 | Wkw Hunte | Hydro | Run-Of-River | PP | Germany | 0.35 |  | 2009 |  |  | 53.1253 | 8.2126 | [5 empty] | MASTR: MASTR-SEE966276888554
155581 | Wkw Hunte | Hydro | Run-Of-River | PP | Germany | 0.35 |  | 2009 |  |  | 53.1253 | 8.2126 | [5 empty] | MASTR: MASTR-SEE972796145190
155582 | Wkw Ingelfingen | Hydro | Run-Of-River | PP | Germany | 0.39 |  | 1921 |  |  | 49.2944 | 9.6648 | [5 empty] | MASTR: MASTR-SEE980115272342
155583 | Wkw Ingelfingen | Hydro | Run-Of-River | PP | Germany | 0.39 |  | 1921 |  |  | 49.2944 | 9.6648 | [5 empty] | MASTR: MASTR-SEE907180729557
155584 | Wkw Innerstetalsperre | Hydro | Reservoir | PP | Germany | 0.45 |  | 1991 |  |  | 51.9149 | 10.301 | [5 empty] | MASTR: MASTR-SEE981639966892
155585 | Wkw Jagersdorf Neu | Hydro | Run-Of-River | PP | Germany | 0.16 |  | 2007 |  |  | 50.8298 | 11.5981 | [5 empty] | MASTR: MASTR-SEE922278656362
155586 | Wkw Kassel | Hydro | Run-Of-River | PP | Germany | 0.22 |  | 1998 |  |  | 51.3175 | 9.508 | [5 empty] | MASTR: MASTR-SEE920822524365
155587 | Wkw Kassel | Hydro | Run-Of-River | PP | Germany | 0.16 |  | 1998 |  |  | 51.3175 | 9.508 | [5 empty] | MASTR: MASTR-SEE907411068226
155588 | Wkw Kassel | Hydro | Run-Of-River | PP | Germany | 0.22 |  | 1998 |  |  | 51.3175 | 9.508 | [5 empty] | MASTR: MASTR-SEE943415299020
155589 | Wkw Kernaten | Hydro | Run-Of-River | PP | Germany | 0.35 |  | 2024 |  |  | 47.6774 | 9.7619 | [5 empty] | MASTR: MASTR-SEE922189545625
155590 | Wkw Kiebingen | Hydro | Run-Of-River | PP | Germany | 0.305 |  | 1925 |  |  | 48.485 | 8.9771 | [5 empty] | MASTR: MASTR-SEE984230925305
155591 | Wkw Kiebingen | Hydro | Run-Of-River | PP | Germany | 0.305 |  | 1925 |  |  | 48.485 | 8.9771 | [5 empty] | MASTR: MASTR-SEE965701173555
155592 | Wkw Kiebingen | Hydro | Run-Of-River | PP | Germany | 0.305 |  | 1925 |  |  | 48.485 | 8.9771 | [5 empty] | MASTR: MASTR-SEE978399546709
155593 | Wkw Kiebingen | Hydro | Run-Of-River | PP | Germany | 0.305 |  | 1925 |  |  | 48.485 | 8.9771 | [5 empty] | MASTR: MASTR-SEE988028882825
155594 | Wkw Kirnach | Hydro | Run-Of-River | PP | Germany | 0.152 |  | 1964 |  |  | 47.8216 | 10.6303 | [5 empty] | MASTR: MASTR-SEE983837926845
155595 | Wkw Kleinostheim | Hydro | Run-Of-River | PP | Germany | 9.7 |  | 1971 |  |  | 50.0072 | 9.0488 | [5 empty] | MASTR: MASTR-SEE918920292644, MASTR-SEE943491751207
155596 | Wkw Klingenberg | Hydro | Reservoir | PP | Germany | 0.3 |  | 1914 |  |  | 50.9083 | 13.5375 | [5 empty] | MASTR: MASTR-SEE918871678634
155597 | Wkw Klingenberg | Hydro | Reservoir | PP | Germany | 0.405 |  | 2021 |  |  | 50.9083 | 13.5375 | [5 empty] | MASTR: MASTR-SEE911494918071
155598 | Wkw Klingenberg | Hydro | Reservoir | PP | Germany | 0.3 |  | 2012 |  | 2021 | 50.9083 | 13.5375 | [5 empty] | MASTR: MASTR-SEE930173275564
155599 | Wkw Klosterbuch | Hydro | Run-Of-River | PP | Germany | 0.35 |  | 2000 |  |  | 51.1538 | 13.0106 | [5 empty] | MASTR: MASTR-SEE936955287688
155600 | Wkw Klosterbuch | Hydro | Run-Of-River | PP | Germany | 0.75 |  | 2000 |  |  | 51.1538 | 13.0106 | [5 empty] | MASTR: MASTR-SEE912090955187
155601 | Wkw Klostermuhle | Hydro | Run-Of-River | PP | Germany | 0.33 |  | 2006 |  |  | 47.9614 | 12.5712 | [5 empty] | MASTR: MASTR-SEE988976099504
155602 | Wkw Kollnau | Hydro | Run-Of-River | PP | Germany | 0.305 |  | 1992 |  |  | 48.1033 | 7.975 | [5 empty] | MASTR: MASTR-SEE917473679865
155603 | Wkw Kollnau | Hydro | Run-Of-River | PP | Germany | 0.144 |  | 2010 |  |  | 48.1033 | 7.975 | [5 empty] | MASTR: MASTR-SEE970118813505
155604 | Wkw Kollnau | Hydro | Run-Of-River | PP | Germany | 0.32 |  | 1992 |  |  | 48.1033 | 7.975 | [5 empty] | MASTR: MASTR-SEE909236452907
155605 | Wkw Kostheim Generator | Hydro | Run-Of-River | PP | Germany | 4 |  | 2009 |  |  | 50.0012 | 8.3346 | [5 empty] | MASTR: MASTR-SEE910718764784, MASTR-SEE918289313004
155606 | Wkw Kriebstein | Hydro | Run-Of-River | PP | Germany | 0.25 |  | 1956 |  |  | 51.0497 | 13.0168 | [5 empty] | MASTR: MASTR-SEE995100421674
155607 | Wkw Kriebstein | Hydro | Run-Of-River | PP | Germany | 0.25 |  | 1956 |  |  | 51.0497 | 13.0168 | [5 empty] | MASTR: MASTR-SEE907137865475
155608 | Wkw Kriebstein | Hydro | Run-Of-River | PP | Germany | 0.25 |  | 1956 |  |  | 51.051 | 13.0155 | [5 empty] | MASTR: MASTR-SEE933404671210
155609 | Wkw Kriebstein | Hydro | Run-Of-River | PP | Germany | 0.25 |  | 1956 |  |  | 51.0497 | 13.0168 | [5 empty] | MASTR: MASTR-SEE919555078917
155610 | Wkw Kriebstein | Hydro | Run-Of-River | PP | Germany | 0.8 |  | 2010 |  |  | 51.036 | 13.0149 | [5 empty] | MASTR: MASTR-SEE947636805725
155611 | Wkw Kublers Erben Turbine | Hydro | Run-Of-River | PP | Germany | 0.16 |  | 1993 |  |  | 50.9701 | 12.7622 | [5 empty] | MASTR: MASTR-SEE987459431589
155612 | Wkw Kublers Erben Turbine | Hydro | Run-Of-River | PP | Germany | 0.16 |  | 1993 |  |  | 50.9701 | 12.7622 | [5 empty] | MASTR: MASTR-SEE913905723267
155613 | Wkw Kunzelsau | Hydro | Run-Of-River | PP | Germany | 0.48 |  | 1966 |  |  | 49.2815 | 9.69 | [5 empty] | MASTR: MASTR-SEE989454911516
155614 | Wkw Ladenburg | Hydro | Run-Of-River | PP | Germany | 0.4 |  | 1927 |  |  | 49.477 | 8.5864 | [5 empty] | MASTR: MASTR-SEE902885142168
155615 | Wkw Lauffen | Hydro | Run-Of-River | PP | Germany | 5 |  | 1942 |  |  | 49.0722 | 9.1601 | [5 empty] | MASTR: MASTR-SEE920202521878, MASTR-SEE951159196086
155616 | Wkw Le | Hydro | Run-Of-River | PP | Germany | 0.3 |  | 2005 |  |  | 53.418 | 11.6006 | [5 empty] | MASTR: MASTR-SEE920099806348
155617 | Wkw Leinau | Hydro | Run-Of-River | PP | Germany | 0.796 |  | 1924 |  |  | 47.912 | 10.6118 | [5 empty] | MASTR: MASTR-SEE997705390690
155618 | Wkw Leisnig Turbine | Hydro | Run-Of-River | PP | Germany | 0.245 |  | 1998 |  |  | 51.1624 | 12.9324 | [5 empty] | MASTR: MASTR-SEE954473386942
155619 | Wkw Leisnig Turbine | Hydro | Run-Of-River | PP | Germany | 0.245 |  | 1998 |  |  | 51.1624 | 12.9324 | [5 empty] | MASTR: MASTR-SEE920716176045
155620 | Wkw Lennestadt | Hydro | Run-Of-River | PP | Germany | 0.143 |  | 2011 |  |  | 51.1158 | 8.0676 | [5 empty] | MASTR: MASTR-SEE941307619048
155621 | Wkw Lennestadt | Hydro | Run-Of-River | PP | Germany | 0.202 |  | 2011 |  |  | 51.1158 | 8.0676 | [5 empty] | MASTR: MASTR-SEE999993483528
155622 | Wkw Lichtenwalde | Hydro | Run-Of-River | PP | Germany | 0.2 |  | 2011 |  |  | 50.8836 | 13.0141 | [5 empty] | MASTR: MASTR-SEE981418376744
155623 | Wkw Lichtenwalde | Hydro | Run-Of-River | PP | Germany | 0.2 |  | 2011 |  |  | 50.8836 | 13.0141 | [5 empty] | MASTR: MASTR-SEE962379384870
155624 | Wkw Liebenhain | Hydro | Run-Of-River | PP | Germany | 0.197 |  | 2008 |  |  | 51.0005 | 13.0076 | [5 empty] | MASTR: MASTR-SEE931546869458
155625 | Wkw Liebenhain | Hydro | Run-Of-River | PP | Germany | 0.197 |  | 2008 |  |  | 51.0004 | 13.0076 | [5 empty] | MASTR: MASTR-SEE935256373458
155626 | Wkw Liebenhain | Hydro | Run-Of-River | PP | Germany | 0.197 |  | 2008 |  |  | 51.0004 | 13.0076 | [5 empty] | MASTR: MASTR-SEE965853214366
155627 | Wkw Lodenau | Hydro | Run-Of-River | PP | Germany | 0.267 |  | 1994 |  |  | 51.3826 | 14.9683 | [5 empty] | MASTR: MASTR-SEE950458505056
155628 | Wkw Lodenau | Hydro | Run-Of-River | PP | Germany | 0.267 |  | 1994 |  |  | 51.3824 | 14.9681 | [5 empty] | MASTR: MASTR-SEE905334426918
155629 | Wkw Lodenau | Hydro | Run-Of-River | PP | Germany | 0.267 |  | 1994 |  |  | 51.3826 | 14.9683 | [5 empty] | MASTR: MASTR-SEE922945515251
155630 | Wkw Ludwigsdorf | Hydro | Run-Of-River | PP | Germany | 0.5 |  | 2001 |  |  | 51.1929 | 15.0088 | [5 empty] | MASTR: MASTR-SEE975382822680
155631 | Wkw Ludwigsfeld Generator | Hydro | Run-Of-River | PP | Germany | 0.31 |  | 1906 |  |  | 48.371 | 10.001 | [5 empty] | MASTR: MASTR-SEE908977211392
155632 | Wkw Ludwigsfeld Generator | Hydro | Run-Of-River | PP | Germany | 0.31 |  | 1906 |  |  | 48.371 | 10.001 | [5 empty] | MASTR: MASTR-SEE980218951434
155633 | Wkw Marbach | Hydro | Run-Of-River | PP | Germany | 3.2 |  | 1941 |  |  | 48.9282 | 9.2394 | [5 empty] | MASTR: MASTR-SEE906656670133, MASTR-SEE984849872564
155634 | Wkw Mihla | Hydro | Run-Of-River | PP | Germany | 0.44 |  | 2006 |  |  | 51.0795 | 10.3294 | [5 empty] | MASTR: MASTR-SEE963670721982
155635 | Wkw Mihla | Hydro | Run-Of-River | PP | Germany | 0.44 |  | 2006 |  |  | 51.0795 | 10.3294 | [5 empty] | MASTR: MASTR-SEE902755468992
155636 | Wkw Mindelzell | Hydro | Run-Of-River | PP | Germany | 0.25 |  | 1960 |  |  | 48.209 | 10.4413 | [5 empty] | MASTR: MASTR-SEE916571323328
155637 | Wkw Mittweida | Hydro | Run-Of-River | PP | Germany | 0.197 |  | 1900 |  |  | 50.99 | 13.0066 | [5 empty] | MASTR: MASTR-SEE978201222678
155638 | Wkw Mittweida | Hydro | Run-Of-River | PP | Germany | 0.575 |  | 1923 |  |  | 50.99 | 13.0066 | [5 empty] | MASTR: MASTR-SEE986831104684
155639 | Wkw Mittweida | Hydro | Run-Of-River | PP | Germany | 0.286 |  | 1923 |  |  | 50.99 | 13.0069 | [5 empty] | MASTR: MASTR-SEE910669343571
155640 | Wkw Moglingen | Hydro | Run-Of-River | PP | Germany | 0.21 |  | 1924 |  |  | 49.2441 | 9.4324 | [5 empty] | MASTR: MASTR-SEE957584931216
155641 | Wkw Mooshausen | Hydro | Run-Of-River | PP | Germany | 0.44 |  | 2000 |  |  | 47.9656 | 10.0858 | [5 empty] | MASTR: MASTR-SEE998937519453
155642 | Wkw Muden | Hydro | Run-Of-River | PP | Germany | 0.25 |  | 1988 |  |  | 52.5241 | 10.3604 | [5 empty] | MASTR: MASTR-SEE930154272537
155643 | Wkw Muhle | Hydro | Run-Of-River | PP | Germany | 0.119 |  | 2000 |  |  | 48.9118 | 9.9116 | [5 empty] | MASTR: MASTR-SEE966509400157
155644 | Wkw Muhlhausen | Hydro | Run-Of-River | PP | Germany | 0.26 |  | 1921 |  |  | 48.9336 | 8.9019 | [5 empty] | MASTR: MASTR-SEE933253267145
155645 | Wkw Muhlhausen | Hydro | Run-Of-River | PP | Germany | 0.26 |  | 1921 |  |  | 48.9336 | 8.9019 | [5 empty] | MASTR: MASTR-SEE992173850677
155646 | Wkw Muhlhausen | Hydro | Run-Of-River | PP | Germany | 0.3 |  | 1921 |  |  | 48.9336 | 8.9019 | [5 empty] | MASTR: MASTR-SEE928111845665
155647 | Wkw Muhlthal | Hydro | Run-Of-River | PP | Germany | 0.132 |  | 1974 |  |  | 48.03 | 12.1441 | [5 empty] | MASTR: MASTR-SEE940206095618
155648 | Wkw Munderkingen | Hydro | Run-Of-River | PP | Germany | 0.6 |  | 1925 |  |  | 48.2364 | 9.6382 | [5 empty] | MASTR: MASTR-SEE992777905834
155649 | Wkw Ndw Dummlinghausen | Hydro | Reservoir | PP | Germany | 0.255 |  | 2020 |  |  | 51.0311 | 7.6199 | [5 empty] | MASTR: MASTR-SEE945946388570
155650 | Wkw Neckarsteinach | Hydro | Run-Of-River | PP | Germany | 4.4 |  | 1931 |  |  | 49.401 | 8.842 | [5 empty] | MASTR: MASTR-SEE909748722529, MASTR-SEE920424303696
155651 | Wkw Neu Kaliss | Hydro | Run-Of-River | PP | Germany | 0.15 |  | 2017 |  |  | 53.1701 | 11.287 | [5 empty] | MASTR: MASTR-SEE966855335820
155652 | Wkw Neu Ulm Generator | Hydro | Run-Of-River | PP | Germany | 0.32 |  | 1926 |  |  | 48.3841 | 9.9924 | [5 empty] | MASTR: MASTR-SEE964582465612
155653 | Wkw Neu Ulm Generator | Hydro | Run-Of-River | PP | Germany | 0.32 |  | 1904 |  |  | 48.3841 | 9.9923 | [5 empty] | MASTR: MASTR-SEE968757581879
155654 | Wkw Neuhausen | Hydro | Run-Of-River | PP | Germany | 0.24 |  | 1922 |  |  | 48.5306 | 9.3223 | [5 empty] | MASTR: MASTR-SEE909504455050
155655 | Wkw Neuhausen | Hydro | Run-Of-River | PP | Germany | 0.24 |  | 1922 |  |  | 48.5305 | 9.3192 | [5 empty] | MASTR: MASTR-SEE989485291243
155656 | Wkw Neumuhle | Hydro | Run-Of-River | PP | Germany | 0.109 |  | 1996 |  |  | 49.0637 | 9.7482 | [5 empty] | MASTR: MASTR-SEE903132798312
155657 | Wkw Ng | Hydro | Run-Of-River | PP | Germany | 0.15 |  | 2009 |  |  | 53.3818 | 11.5871 | [5 empty] | MASTR: MASTR-SEE940382198011
155658 | Wkw Nieder Neundorf | Hydro | Run-Of-River | PP | Germany | 0.23 |  | 1993 |  |  | 51.3105 | 15.0068 | [5 empty] | MASTR: MASTR-SEE907783284163
155659 | Wkw Nieder Neundorf | Hydro | Run-Of-River | PP | Germany | 0.23 |  | 1993 |  |  | 51.3104 | 15.0066 | [5 empty] | MASTR: MASTR-SEE938902862641
155660 | Wkw Nieder Neundorf | Hydro | Run-Of-River | PP | Germany | 0.23 |  | 1993 |  |  | 51.3104 | 15.0066 | [5 empty] | MASTR: MASTR-SEE953687919304
155661 | Wkw Niedermuhle | Hydro | Run-Of-River | PP | Germany | 0.1268 |  | 1901 |  |  | 48.4118 | 13.2193 | [5 empty] | MASTR: MASTR-SEE972999754496
155662 | Wkw Niedermuhle | Hydro | Run-Of-River | PP | Germany | 0.226 |  | 1942 |  |  | 48.4118 | 13.2193 | [5 empty] | MASTR: MASTR-SEE980401437202
155663 | Wkw Niederschlema | Hydro | Run-Of-River | PP | Germany | 0.235 |  | 1993 |  |  | 50.6123 | 12.691 | [5 empty] | MASTR: MASTR-SEE900297799949
155664 | Wkw Niederschlema | Hydro | Run-Of-River | PP | Germany | 0.35 |  | 1993 |  |  | 50.6123 | 12.691 | [5 empty] | MASTR: MASTR-SEE936552677745
155665 | Wkw Nittenau | Hydro | Run-Of-River | PP | Germany | 0.25 |  | 2010 |  |  | 49.2001 | 12.2746 | [5 empty] | MASTR: MASTR-SEE958885224045
155666 | Wkw Nurnberg | Hydro | Run-Of-River | PP | Germany | 0.236 |  | 2016 |  |  | 49.3762 | 11.0259 | [5 empty] | MASTR: MASTR-SEE916891681269
155667 | Wkw Oberbiel | Hydro | Run-Of-River | PP | Germany | 0.375 |  | 2015 |  |  | 50.5478 | 8.4269 | [5 empty] | MASTR: MASTR-SEE926704228116
155668 | Wkw Oberesslingen | Hydro | Run-Of-River | PP | Germany | 2.6 |  | 1929 |  |  | 48.725 | 9.3308 | [5 empty] | MASTR: MASTR-SEE904350356629, MASTR-SEE959802144125
155669 | Wkw Oberilzmuhle | Hydro | Run-Of-River | PP | Germany | 3.118 |  | 1965 |  |  | 48.6076 | 13.4459 | [5 empty] | MASTR: MASTR-SEE906879977286, MASTR-SEE973678500984
155670 | Wkw Oberilzmuhle Ht | Hydro | Run-Of-River | PP | Germany | 0.26 |  | 1966 |  |  | 48.6076 | 13.4459 | [5 empty] | MASTR: MASTR-SEE925317566486
155671 | Wkw Obermurnthal | Hydro | Run-Of-River | PP | Germany | 0.48 |  | 2010 |  |  | 49.3724 | 12.4208 | [5 empty] | MASTR: MASTR-SEE905485680580
155672 | Wkw Oberriexingen | Hydro | Run-Of-River | PP | Germany | 0.106 |  | 1900 |  |  | 48.9241 | 9.0255 | [5 empty] | MASTR: MASTR-SEE973096022129
155673 | Wkw Oberriexingen | Hydro | Run-Of-River | PP | Germany | 0.22 |  | 1900 |  |  | 48.9241 | 9.0255 | [5 empty] | MASTR: MASTR-SEE995694867025
155674 | Wkw Oberturkheim | Hydro | Run-Of-River | PP | Germany | 4.1 |  | 1967 |  |  | 48.7526 | 9.2635 | [5 empty] | MASTR: MASTR-SEE943954645074, MASTR-SEE950059648688
155675 | Wkw Ohrnberg | Hydro | Run-Of-River | PP | Germany | 0.63 |  | 1924 |  |  | 49.2554 | 9.4442 | [5 empty] | MASTR: MASTR-SEE987130879006
155676 | Wkw Ohrnberg | Hydro | Run-Of-River | PP | Germany | 0.63 |  | 1924 |  |  | 49.2554 | 9.4442 | [5 empty] | MASTR: MASTR-SEE901093061827
155677 | Wkw Okermuhle | Hydro | Run-Of-River | PP | Germany | 0.23 |  | 1966 |  |  | 52.4752 | 10.3463 | [5 empty] | MASTR: MASTR-SEE924782025634
155678 | Wkw Okertal | Hydro | Run-Of-River | PP | Germany | 0.45 |  | 1929 |  |  | 51.8752 | 10.4745 | [5 empty] | MASTR: MASTR-SEE915794084856
155679 | Wkw Opfingen Generator | Hydro | Run-Of-River | PP | Germany | 0.9 |  | 1923 |  |  | 48.295 | 9.8303 | [5 empty] | MASTR: MASTR-SEE928459716665
155680 | Wkw Opfingen Generator | Hydro | Run-Of-River | PP | Germany | 0.9 |  | 1923 |  |  | 48.2949 | 9.8303 | [5 empty] | MASTR: MASTR-SEE987500700244
155681 | Wkw Opfingen Generator | Hydro | Run-Of-River | PP | Germany | 0.9 |  | 1923 |  |  | 48.2949 | 9.8303 | [5 empty] | MASTR: MASTR-SEE997581163449
155682 | Wkw Ottenau | Hydro | Run-Of-River | PP | Germany | 0.225 |  | 1921 |  |  | 48.7945 | 8.3255 | [5 empty] | MASTR: MASTR-SEE980561935440
155683 | Wkw Ottenau | Hydro | Run-Of-River | PP | Germany | 0.225 |  | 1921 |  |  | 48.7945 | 8.3255 | [5 empty] | MASTR: MASTR-SEE900330770430
155684 | Wkw Paradieswehr Jena | Hydro | Run-Of-River | PP | Germany | 0.496 |  | 2000 |  |  | 50.9248 | 11.5887 | [5 empty] | MASTR: MASTR-SEE999975442734
155685 | Wkw Pleidelsheim | Hydro | Run-Of-River | PP | Germany | 4.4 |  | 1915 |  |  | 48.9702 | 9.2022 | [5 empty] | MASTR: MASTR-SEE911869851446, MASTR-SEE921533796287, MASTR-SEE961721463447, MASTR-SEE986717695909
155686 | Wkw Pohlbach | Hydro | Run-Of-River | PP | Germany | 0.195 |  | 2011 |  |  | 50.51 | 13.0347 | [5 empty] | MASTR: MASTR-SEE986210491121
155687 | Wkw Poppenwald | Hydro | Run-Of-River | PP | Germany | 0.348 |  | 1992 |  |  | 50.6268 | 12.6843 | [5 empty] | MASTR: MASTR-SEE925715183773
155688 | Wkw Poppenwald | Hydro | Run-Of-River | PP | Germany | 0.233 |  | 1992 |  |  | 50.6268 | 12.6843 | [5 empty] | MASTR: MASTR-SEE952671288242
155689 | Wkw Poppenweiler | Hydro | Run-Of-River | PP | Germany | 4.2 |  | 1956 |  |  | 48.9124 | 9.2466 | [5 empty] | MASTR: MASTR-SEE902919983613, MASTR-SEE995657932302
155690 | Wkw Porstendorf | Hydro | Run-Of-River | PP | Germany | 0.2 |  | 1995 |  |  | 50.9758 | 11.6504 | [5 empty] | MASTR: MASTR-SEE979323384763
155691 | Wkw Porstendorf | Hydro | Run-Of-River | PP | Germany | 0.2 |  | 1992 |  |  | 50.9758 | 11.6504 | [5 empty] | MASTR: MASTR-SEE932037232478
155692 | Wkw Porstendorf | Hydro | Run-Of-River | PP | Germany | 0.2 |  | 1992 |  |  | 50.9758 | 11.6504 | [5 empty] | MASTR: MASTR-SEE963578494773
155693 | Wkw Raisdorf | Hydro | Run-Of-River | PP | Germany | 1.03 |  | 1909 |  |  | 54.2928 | 10.2379 | [5 empty] | MASTR: MASTR-SEE997604872419
155694 | Wkw Raisdorf | Hydro | Run-Of-River | PP | Germany | 0.45 |  | 2013 |  |  | 54.2928 | 10.2379 | [5 empty] | MASTR: MASTR-SEE922895546091
155695 | Wkw Raisdorf Turbine | Hydro | Run-Of-River | PP | Germany | 0.24 |  | 1909 |  |  | 54.2847 | 10.2505 | [5 empty] | MASTR: MASTR-SEE996070331635
155696 | Wkw Raisdorf Turbine | Hydro | Run-Of-River | PP | Germany | 0.24 |  | 1909 |  |  | 54.2847 | 10.2505 | [5 empty] | MASTR: MASTR-SEE904072281353
155697 | Wkw Raisdorf Turbine | Hydro | Run-Of-River | PP | Germany | 0.24 |  | 1909 |  |  | 54.2847 | 10.2505 | [5 empty] | MASTR: MASTR-SEE983430016462
155698 | Wkw Rasenmuhle | Hydro | Run-Of-River | PP | Germany | 0.35 |  | 1996 |  |  | 50.836 | 10.163 | [5 empty] | MASTR: MASTR-SEE981085494727
155699 | Wkw Rasenmuhlenwehr Jena | Hydro | Run-Of-River | PP | Germany | 0.478 |  | 2000 |  |  | 50.9187 | 11.5809 | [5 empty] | MASTR: MASTR-SEE996109468356
155700 | Wkw Rheine | Hydro | Run-Of-River | PP | Germany | 0.175 |  | 1985 |  |  | 52.2813 | 7.438 | [5 empty] | MASTR: MASTR-SEE951710870158
155701 | Wkw Riedmuhle Tafertshofen | Hydro | Run-Of-River | PP | Germany | 0.245 |  | 2019 |  |  | 48.2078 | 10.27 | [5 empty] | MASTR: MASTR-SEE993973308375
155702 | Wkw Rosner | Hydro | Run-Of-River | PP | Germany | 0.372 |  | 1908 |  |  | 47.8793 | 11.9228 | [5 empty] | MASTR: MASTR-SEE904463702276
155703 | Wkw Rotenbach | Hydro | Run-Of-River | PP | Germany | 0.29 |  | 1988 |  |  | 48.8292 | 8.579 | [5 empty] | MASTR: MASTR-SEE930659736282
155704 | Wkw Rotenfels | Hydro | Run-Of-River | PP | Germany | 0.2 |  | 1923 |  |  | 48.8118 | 8.3053 | [5 empty] | MASTR: MASTR-SEE947004396411
155705 | Wkw Rotenfels | Hydro | Run-Of-River | PP | Germany | 0.26 |  | 1923 |  |  | 48.8118 | 8.3053 | [5 empty] | MASTR: MASTR-SEE944765889145
155706 | Wkw Rs | Hydro | Run-Of-River | PP | Germany | 0.12 |  | 1902 |  |  | 48.2403 | 9.5458 | [5 empty] | MASTR: MASTR-SEE900149107380
155707 | Wkw Rs | Hydro | Run-Of-River | PP | Germany | 0.132 |  | 1902 |  |  | 48.2404 | 9.5458 | [5 empty] | MASTR: MASTR-SEE971298172673
155708 | Wkw Rs Links | Hydro | Run-Of-River | PP | Germany | 0.132 |  | 1902 |  |  | 48.2404 | 9.5458 | [5 empty] | MASTR: MASTR-SEE971438023148
155709 | Wkw Rs Rechts | Hydro | Run-Of-River | PP | Germany | 0.165 |  | 2017 |  |  | 48.2402 | 9.5457 | [5 empty] | MASTR: MASTR-SEE934830943209
155710 | Wkw Rubenau | Hydro | Run-Of-River | PP | Germany | 0.2 |  | 2019 |  |  | 50.6084 | 13.3266 | [5 empty] | MASTR: MASTR-SEE981355239386
155711 | Wkw Ruchsen | Hydro | Run-Of-River | PP | Germany | 0.328 |  | 2000 |  |  | 49.3183 | 9.3774 | [5 empty] | MASTR: MASTR-SEE916062798772
155712 | Wkw Rudolf Fettweis Werk Murgwerk | Hydro | Reservoir | PP | Germany | 22 |  | 1918 |  |  | 48.6695 | 8.3535 | [5 empty] | MASTR: MASTR-SEE901506319514, MASTR-SEE935949048892, MASTR-SEE936411567903, MASTR-SEE975862748837, MASTR-SEE999927238279
155713 | Wkw Rudolf Fettweis Werk Murgwerk Dotierturbine | Hydro | Run-Of-River | PP | Germany | 0.19 |  | 2026 |  |  | 48.6211 | 8.356 | [5 empty] | MASTR: MASTR-SEE936656211173
155714 | Wkw Rudolf Fettweis Werk Murgwerk Ebmaschine | Hydro | Reservoir | PP | Germany | 0.25 |  | 1918 |  |  | 48.6695 | 8.3535 | [5 empty] | MASTR: MASTR-SEE903121707776
155715 | Wkw Rudolf Fettweis Werk Ndw | Hydro | Run-Of-River | PP | Germany | 2.54 |  | 1918 |  |  | 48.673 | 8.3562 | [5 empty] | MASTR: MASTR-SEE909400536488, MASTR-SEE945113079652
155716 | Wkw Rudolf Fettweis Werk Raumunzachwerk | Hydro | Reservoir | PP | Germany | 0.55 |  | 1923 |  |  | 48.6382 | 8.3396 | [5 empty] | MASTR: MASTR-SEE906648894554
155717 | Wkw Rummenohl | Hydro | Run-Of-River | PP | Germany | 0.11 |  | 2000 |  |  | 51.277 | 7.527 | [5 empty] | MASTR: MASTR-SEE970091192017
155718 | Wkw Rummenohl | Hydro | Run-Of-River | PP | Germany | 0.11 |  | 2000 |  |  | 51.277 | 7.527 | [5 empty] | MASTR: MASTR-SEE900317130295
155719 | Wkw Sagmuhl Maschine | Hydro | Reservoir | PP | Germany | 0.315 |  | 2003 |  |  | 47.7485 | 12.2077 | [5 empty] | MASTR: MASTR-SEE924410626660
155720 | Wkw Sagmuhl Maschine | Hydro | Run-Of-River | PP | Germany | 0.43 |  | 2003 |  |  | 47.7485 | 12.2077 | [5 empty] | MASTR: MASTR-SEE920663048570
155721 | Wkw Schlingen | Hydro | Run-Of-River | PP | Germany | 0.62 |  | 1955 |  |  | 47.9618 | 10.6336 | [5 empty] | MASTR: MASTR-SEE914929951728
155722 | Wkw Schlingen | Hydro | Run-Of-River | PP | Germany | 0.62 |  | 1955 |  |  | 47.9618 | 10.6336 | [5 empty] | MASTR: MASTR-SEE982004364459
155723 | Wkw Schneller Graben | Hydro | Run-Of-River | PP | Germany | 0.64 |  | 1928 |  |  | 52.3555 | 9.7366 | [5 empty] | MASTR: MASTR-SEE988411646775
155724 | Wkw Schonheiderhammer | Hydro | Run-Of-River | PP | Germany | 0.18 |  | 1998 |  |  | 50.5025 | 12.5528 | [5 empty] | MASTR: MASTR-SEE913585949896
155725 | Wkw Schreiner Gebauer Gbr | Hydro | Run-Of-River | PP | Germany | 0.26 |  | 1993 |  |  | 51.2732 | 9.9718 | [5 empty] | MASTR: MASTR-SEE967522012174
155726 | Wkw Schwabenheim | Hydro | Run-Of-River | PP | Germany | 7.2 |  | 1925 |  |  | 49.4423 | 8.6381 | [5 empty] | MASTR: MASTR-SEE928241964991, MASTR-SEE928363385049, MASTR-SEE930797982657
155727 | Wkw Senden Freudenegg | Hydro | Run-Of-River | PP | Germany | 0.45 |  | 1997 |  |  | 48.334 | 10.0241 | [5 empty] | MASTR: MASTR-SEE907479552453
155728 | Wkw Sieberstollen | Hydro | Run-Of-River | PP | Germany | 0.2 |  | 1912 |  |  | 51.7128 | 10.5159 | [5 empty] | MASTR: MASTR-SEE912573922057
155729 | Wkw Siglingen | Hydro | Run-Of-River | PP | Germany | 0.22 |  | 1921 |  |  | 49.3014 | 9.3115 | [5 empty] | MASTR: MASTR-SEE983946360868
155730 | Wkw Siglingen | Hydro | Run-Of-River | PP | Germany | 0.22 |  | 1921 |  |  | 49.3014 | 9.3115 | [5 empty] | MASTR: MASTR-SEE948052466903
155731 | Wkw Siglingen | Hydro | Run-Of-River | PP | Germany | 0.11 |  | 1921 |  |  | 49.3014 | 9.3115 | [5 empty] | MASTR: MASTR-SEE928115702711
155732 | Wkw Silberhutte | Hydro | Run-Of-River | PP | Germany | 0.108 |  | 1912 |  |  | 51.6951 | 10.5041 | [5 empty] | MASTR: MASTR-SEE903721999847
155733 | Wkw Sonthofen | Hydro | Run-Of-River | PP | Germany | 0.2 |  | 2017 |  |  | 47.5152 | 10.2642 | [5 empty] | MASTR: MASTR-SEE910157819762
155734 | Wkw Spichra | Hydro | Run-Of-River | PP | Germany | 0.636 |  | 2020 |  |  | 51.0236 | 10.2367 | [5 empty] | MASTR: MASTR-SEE904954864094
155735 | Wkw Spichra | Hydro | Run-Of-River | PP | Germany | 0.375 |  | 2020 |  |  | 51.0236 | 10.2368 | [5 empty] | MASTR: MASTR-SEE988025063111
155736 | Wkw Spichra | Hydro | Run-Of-River | PP | Germany | 0.4 |  | 2020 |  |  | 51.0236 | 10.2367 | [5 empty] | MASTR: MASTR-SEE948053165829
155737 | Wkw Stein | Hydro | Run-Of-River | PP | Germany | 0.17 |  | 1900 |  |  | 50.9623 | 12.8052 | [5 empty] | MASTR: MASTR-SEE980247309336
155738 | Wkw Stein | Hydro | Run-Of-River | PP | Germany | 0.225 |  | 1900 |  |  | 50.9623 | 12.8052 | [5 empty] | MASTR: MASTR-SEE983851056054
155739 | Wkw Steinbach | Hydro | Run-Of-River | PP | Germany | 0.15 |  | 1997 |  |  | 50.5513 | 13.1429 | [5 empty] | MASTR: MASTR-SEE905889985342
155740 | Wkw Steinbach | Hydro | Run-Of-River | PP | Germany | 0.132 |  | 1996 |  |  | 50.5561 | 13.1468 | [5 empty] | MASTR: MASTR-SEE922959580429
155741 | Wkw Steinmuehle Marburg | Hydro | Run-Of-River | PP | Germany | 0.12 |  | 1982 |  |  | 50.7707 | 8.7566 | [5 empty] | MASTR: MASTR-SEE943427397141
155742 | Wkw Stockheim | Hydro | Run-Of-River | PP | Germany | 1.67 |  | 2009 |  |  | 47.9904 | 10.6455 | [5 empty] | MASTR: MASTR-SEE990884635767
155743 | Wkw Sudetenstrasse | Hydro | Run-Of-River | PP | Germany | 0.312 |  | 1988 |  |  | 48.6922 | 11.4714 | [5 empty] | MASTR: MASTR-SEE900981879964
155744 | Wkw Sulz | Hydro | Run-Of-River | PP | Germany | 0.49 |  | 1960 |  |  | 48.367 | 8.641 | [5 empty] | MASTR: MASTR-SEE926608978124
155745 | Wkw Sulzbach | Hydro | Run-Of-River | PP | Germany | 0.25 |  | 2012 |  |  | 48.9605 | 9.8433 | [5 empty] | MASTR: MASTR-SEE926854179191
155746 | Wkw Teichtal | Hydro | Run-Of-River | PP | Germany | 0.1 |  | 1912 |  |  | 51.7153 | 10.5196 | [5 empty] | MASTR: MASTR-SEE917313236203
155747 | Wkw Teinach | Hydro | Run-Of-River | PP | Germany | 0.32 |  | 1925 |  |  | 48.6764 | 8.725 | [5 empty] | MASTR: MASTR-SEE974933346606
155748 | Wkw Teinach | Hydro | Run-Of-River | PP | Germany | 0.32 |  | 1925 |  |  | 48.6764 | 8.725 | [5 empty] | MASTR: MASTR-SEE981705571562
155749 | Wkw Tharandt | Hydro | Run-Of-River | PP | Germany | 1.66 |  | 2013 |  |  | 50.9709 | 13.5827 | [5 empty] | MASTR: MASTR-SEE974122433711
155750 | Wkw Theresienkunstmuhle | Hydro | Run-Of-River | PP | Germany | 0.1197 |  | 2011 |  |  | 48.4196 | 13.142 | [5 empty] | MASTR: MASTR-SEE974817376910
155751 | Wkw Theresienthal | Hydro | Run-Of-River | PP | Germany | 0.18 |  | 2011 |  |  | 49.0335 | 13.2334 | [5 empty] | MASTR: MASTR-SEE915465174961
155752 | Wkw Thierbach | Hydro | Run-Of-River | PP | Germany | 0.201 |  | 1913 |  |  | 50.9186 | 12.6873 | [5 empty] | MASTR: MASTR-SEE920156700022
155753 | Wkw Thierbach | Hydro | Run-Of-River | PP | Germany | 0.269 |  | 1913 |  |  | 50.9186 | 12.6873 | [5 empty] | MASTR: MASTR-SEE973965961818
155754 | Wkw Tiefenbach | Hydro | Run-Of-River | PP | Germany | 0.165 |  | 2011 |  |  | 49.1857 | 12.3234 | [5 empty] | MASTR: MASTR-SEE950942839032
155755 | Wkw Umt | Hydro | Run-Of-River | PP | Germany | 0.108 |  | 2010 |  |  | 49.3728 | 12.4158 | [5 empty] | MASTR: MASTR-SEE966844369058
155756 | Wkw Union | Hydro | Run-Of-River | PP | Germany | 0.15 |  | 1996 |  |  | 48.1135 | 7.9837 | [5 empty] | MASTR: MASTR-SEE992894606102
155757 | Wkw Unterm Schloss Bautzen Muhlstrasse | Hydro | Run-Of-River | PP | Germany | 0.125 |  | 2019 |  |  | 51.182 | 14.4193 | [5 empty] | MASTR: MASTR-SEE993026358913
155758 | Wkw Unterregenbach Jagst Cr | Hydro | Run-Of-River | PP | Germany | 0.11 |  | 2000 |  |  | 49.2776 | 9.8368 | [5 empty] | MASTR: MASTR-SEE952683503722
155759 | Wkw Unterturkheim | Hydro | Run-Of-River | PP | Germany | 0.35 |  | 1902 |  |  | 48.7788 | 9.2487 | [5 empty] | MASTR: MASTR-SEE953248588437
155760 | Wkw Unterturkheim | Hydro | Run-Of-River | PP | Germany | 0.35 |  | 1902 |  |  | 48.7788 | 9.2487 | [5 empty] | MASTR: MASTR-SEE928260455616
155761 | Wkw Unterturkheim | Hydro | Run-Of-River | PP | Germany | 0.35 |  | 1902 |  |  | 48.7788 | 9.2487 | [5 empty] | MASTR: MASTR-SEE992297060457
155762 | Wkw Unterturkheim | Hydro | Run-Of-River | PP | Germany | 0.35 |  | 1902 |  |  | 48.7788 | 9.2487 | [5 empty] | MASTR: MASTR-SEE963407302750
155763 | Wkw Urbach | Hydro | Run-Of-River | PP | Germany | 0.146 |  | 2006 |  |  | 48.805 | 9.57 | [5 empty] | MASTR: MASTR-SEE989773089163
155764 | Wkw Viermunden | Hydro | Run-Of-River | PP | Germany | 0.25 |  | 2022 |  |  | 51.0986 | 8.8351 | [5 empty] | MASTR: MASTR-SEE985845314812
155765 | Wkw Vilshofen | Hydro | Run-Of-River | PP | Germany | 0.136 |  | 1940 |  |  | 48.6107 | 13.1445 | [5 empty] | MASTR: MASTR-SEE997343682348
155766 | Wkw Vormurnthal | Hydro | Run-Of-River | PP | Germany | 0.128 |  | 2010 |  |  | 49.3699 | 12.4292 | [5 empty] | MASTR: MASTR-SEE944330738298
155767 | Wkw Waldenburg | Hydro | Run-Of-River | PP | Germany | 0.4 |  | 2010 |  |  | 50.8705 | 12.604 | [5 empty] | MASTR: MASTR-SEE916908637418
155768 | Wkw Waldenburg | Hydro | Run-Of-River | PP | Germany | 0.8 |  | 2010 |  |  | 50.8705 | 12.604 | [5 empty] | MASTR: MASTR-SEE985016041813
155770 | Wkw Walke | Hydro | Run-Of-River | PP | Germany | 0.147 |  | 2009 |  |  | 48.349 | 8.238 | [5 empty] | MASTR: MASTR-SEE914222010801
155771 | Wkw Wannweil | Hydro | Run-Of-River | PP | Germany | 0.14 |  | 2013 |  |  | 48.5099 | 9.1602 | [5 empty] | MASTR: MASTR-SEE933913810186
155772 | Wkw Warburg | Hydro | Run-Of-River | PP | Germany | 0.16 |  | 2000 |  |  | 51.483 | 9.1305 | [5 empty] | MASTR: MASTR-SEE974917913367
155773 | Wkw Warburg | Hydro | Run-Of-River | PP | Germany | 0.1 |  | 2000 |  |  | 51.483 | 9.1306 | [5 empty] | MASTR: MASTR-SEE952412621178
155774 | Wkw Wassergasse | Hydro | Run-Of-River | PP | Germany | 0.1 |  | 1997 |  |  | 49.3508 | 12.3887 | [5 empty] | MASTR: MASTR-SEE903477025487
155775 | Wkw Wasserwerk Alpirsbach Reinerzau | Hydro | Reservoir | PP | Germany | 0.36 |  | 1984 |  |  | 48.3958 | 8.3667 | [5 empty] | MASTR: MASTR-SEE947979643695
155776 | Wkw Wasserwerk Alpirsbach Reinerzau | Hydro | Reservoir | PP | Germany | 0.22 |  | 1984 |  |  | 48.3958 | 8.3667 | [5 empty] | MASTR: MASTR-SEE946757831521
155777 | Wkw Weissenstein | Hydro | Run-Of-River | PP | Germany | 0.25 |  | 1996 |  |  | 48.8698 | 8.6839 | [5 empty] | MASTR: MASTR-SEE973262008469
155778 | Wkw Weissenstein Turbine | Hydro | Run-Of-River | PP | Germany | 0.15 |  | 1996 |  |  | 48.8698 | 8.6839 | [5 empty] | MASTR: MASTR-SEE957607094799
155779 | Wkw Werdohl | Hydro | Run-Of-River | PP | Germany | 0.3 |  | 2008 |  |  | 51.2512 | 7.7525 | [5 empty] | MASTR: MASTR-SEE949130364487
155780 | Wkw Werramuhle | Hydro | Run-Of-River | PP | Germany | 0.245 |  | 2000 |  |  | 50.8873 | 10.0036 | [5 empty] | MASTR: MASTR-SEE973887165899
155781 | Wkw Wiblingen Generator | Hydro | Run-Of-River | PP | Germany | 0.3125 |  | 1907 |  |  | 48.375 | 9.965 | [5 empty] | MASTR: MASTR-SEE935229281032
155782 | Wkw Wiblingen Generator | Hydro | Run-Of-River | PP | Germany | 0.3125 |  | 1907 |  |  | 48.3749 | 9.9646 | [5 empty] | MASTR: MASTR-SEE987999030211
155783 | Wkw Wiblingen Generator | Hydro | Run-Of-River | PP | Germany | 0.3125 |  | 1907 |  |  | 48.375 | 9.9647 | [5 empty] | MASTR: MASTR-SEE920639463468
155784 | Wkw Wiblingen Generator | Hydro | Run-Of-River | PP | Germany | 0.3125 |  | 1907 |  |  | 48.375 | 9.9648 | [5 empty] | MASTR: MASTR-SEE905870744088
155785 | Wkw Widdershausen | Hydro | Run-Of-River | PP | Germany | 0.35 |  | 1998 |  |  | 50.912 | 10.016 | [5 empty] | MASTR: MASTR-SEE970754794862
155786 | Wkw Widdershausen | Hydro | Run-Of-River | PP | Germany | 0.3 |  | 1998 |  |  | 50.912 | 10.016 | [5 empty] | MASTR: MASTR-SEE949537095618
155787 | Wkw Wieblingen | Hydro | Run-Of-River | PP | Germany | 0.42 |  | 1925 |  |  | 49.4097 | 8.6687 | [5 empty] | MASTR: MASTR-SEE999344839899
155788 | Wkw Wieblingen | Hydro | Run-Of-River | PP | Germany | 0.29 |  | 1955 |  |  | 49.4249 | 8.6516 | [5 empty] | MASTR: MASTR-SEE933011063903
155789 | Wkw Wieblingen | Hydro | Run-Of-River | PP | Germany | 0.48 |  | 1925 |  |  | 49.4097 | 8.6687 | [5 empty] | MASTR: MASTR-SEE988708815891
155790 | Wkw Wiesenbad Am Pohlbach | Hydro | Run-Of-River | PP | Germany | 0.2 |  | 2012 |  |  | 50.6231 | 13.0568 | [5 empty] | MASTR: MASTR-SEE900716923672
155791 | Wkw Willstatt | Hydro | Run-Of-River | PP | Germany | 0.99 |  | 2012 |  |  | 48.536 | 7.8863 | [5 empty] | MASTR: MASTR-SEE987070181887
155792 | Wkw Witzschdorf | Hydro | Run-Of-River | PP | Germany | 0.324 |  | 1997 |  |  | 50.7762 | 13.0885 | [5 empty] | MASTR: MASTR-SEE910260612243
155793 | Wkw Wolkenstein | Hydro | Run-Of-River | PP | Germany | 0.325 |  | 1996 |  |  | 50.6438 | 13.0625 | [5 empty] | MASTR: MASTR-SEE990327475875
155794 | Wkw Wornsmuhle Drachenthal | Hydro | Run-Of-River | PP | Germany | 0.11 |  | 2006 |  |  | 47.762 | 11.9072 | [5 empty] | MASTR: MASTR-SEE997493432039
155795 | Wkw Wuhr Kaplan | Hydro | Run-Of-River | PP | Germany | 0.34 |  | 1962 |  |  | 48.357 | 8.6142 | [5 empty] | MASTR: MASTR-SEE910894161957
155796 | Wkw Wulmersen | Hydro | Run-Of-River | PP | Germany | 0.24 |  | 1998 |  |  | 51.6109 | 9.429 | [5 empty] | MASTR: MASTR-SEE967791404397
155797 | Wkw Wulmersen | Hydro | Run-Of-River | PP | Germany | 0.42 |  | 1998 |  |  | 51.611 | 9.4287 | [5 empty] | MASTR: MASTR-SEE966015776708
155798 | Wkw Zuttlingen | Hydro | Run-Of-River | PP | Germany | 0.436 |  | 2000 |  |  | 49.2944 | 9.3284 | [5 empty] | MASTR: MASTR-SEE942408486515
155799 | Wkwbu | Hydro | Run-Of-River | PP | Germany | 0.679 |  | 2002 |  |  | 51.407 | 7.496 | [5 empty] | MASTR: MASTR-SEE935256055842
155800 | Wkwe | Hydro | Run-Of-River | PP | Germany | 0.33 |  | 1933 |  |  | 51.7052 | 10.0864 | [5 empty] | MASTR: MASTR-SEE901189430575
155801 | Wkwgbm | Hydro | Run-Of-River | PP | Germany | 0.17 |  | 1975 |  |  | 52.0823 | 9.777 | [5 empty] | MASTR: MASTR-SEE940697108651
155802 | Wkwgbm | Hydro | Run-Of-River | PP | Germany | 0.17 |  | 1975 |  |  | 52.0823 | 9.7769 | [5 empty] | MASTR: MASTR-SEE902972393336
155803 | Wkwgr | Hydro | Run-Of-River | PP | Germany | 0.72 |  | 1993 |  |  | 51.8496 | 14.6011 | [5 empty] | MASTR: MASTR-SEE951704167707
155804 | Wkwgr | Hydro | Run-Of-River | PP | Germany | 0.11 |  | 1993 |  |  | 51.8495 | 14.6011 | [5 empty] | MASTR: MASTR-SEE924557686879
155805 | Wkwk | Hydro | Run-Of-River | PP | Germany | 0.2 |  | 1955 |  |  | 51.6796 | 10.0993 | [5 empty] | MASTR: MASTR-SEE963867858996
155806 | Wkwl | Hydro | Run-Of-River | PP | Germany | 0.3 |  | 2009 |  |  | 48.8135 | 13.5621 | [5 empty] | MASTR: MASTR-SEE922694884165
155807 | Wkwmbm | Hydro | Run-Of-River | PP | Germany | 0.11 |  | 2004 |  |  | 52.0648 | 9.7598 | [5 empty] | MASTR: MASTR-SEE997819075926
155808 | Wkwmbm | Hydro | Run-Of-River | PP | Germany | 0.2 |  | 2003 |  |  | 52.0648 | 9.7599 | [5 empty] | MASTR: MASTR-SEE929032662096
155809 | Wkwmbm | Hydro | Run-Of-River | PP | Germany | 0.11 |  | 2004 |  |  | 52.0648 | 9.7598 | [5 empty] | MASTR: MASTR-SEE920906823872
155810 | Wkwts | Hydro | Run-Of-River | PP | Germany | 0.45 |  | 2005 |  |  | 52.0772 | 9.7648 | [5 empty] | MASTR: MASTR-SEE926880396760
155966 | Wolfsheck | Hydro | Run-Of-River | PP | Germany | 3.79 |  | 2001 |  |  | 48.6966 | 8.3525 | [5 empty] | MASTR: MASTR-SEE905906772405
155968 | Wolfzahnau | Hydro | Run-Of-River | PP | Germany | 0.85 |  | 1901 |  |  | 48.4012 | 10.8894 | [5 empty] | MASTR: MASTR-SEE998086785105
155969 | Wolfzahnau | Hydro | Run-Of-River | PP | Germany | 0.85 |  | 1901 |  |  | 48.4012 | 10.8894 | [5 empty] | MASTR: MASTR-SEE991588623579
155970 | Wolfzahnau | Hydro | Run-Of-River | PP | Germany | 0.85 |  | 1901 |  |  | 48.4012 | 10.8894 | [5 empty] | MASTR: MASTR-SEE966757709132
155971 | Wolfzahnauwehr | Hydro | Run-Of-River | PP | Germany | 3 |  | 2010 |  |  | 48.3908 | 10.898 | [5 empty] | MASTR: MASTR-SEE902318691782, MASTR-SEE966142515577
155989 | Wolkenburg | Hydro | Run-Of-River | PP | Germany | 0.225 |  | 1998 |  |  | 50.8989 | 12.6605 | [5 empty] | MASTR: MASTR-SEE918351639766
155990 | Wolkenburg | Hydro | Run-Of-River | PP | Germany | 0.225 |  | 1998 |  |  | 50.8989 | 12.6605 | [5 empty] | MASTR: MASTR-SEE952971829398
155991 | Wolkenburg | Hydro | Run-Of-River | PP | Germany | 0.13 |  | 1996 |  |  | 50.8997 | 12.6626 | [5 empty] | MASTR: MASTR-SEE963029495694
163649 | Wt | Hydro | Run-Of-River | PP | Germany | 0.35 |  | 1901 |  |  | 51.3919 | 8.0712 | [5 empty] | MASTR: MASTR-SEE949303053965
163650 | Wt | Hydro | Run-Of-River | PP | Germany | 0.82 |  | 1901 |  |  | 51.3919 | 8.0712 | [5 empty] | MASTR: MASTR-SEE908888676242
163682 | Wu Al | Hydro | Run-Of-River | PP | Germany | 0.575 |  | 2023 |  |  | 51.1994 | 7.3007 | [5 empty] | MASTR: MASTR-SEE956832567474
163683 | Wu Kh | Hydro | Run-Of-River | PP | Germany | 1.25 |  | 1988 |  |  | 51.1994 | 7.3007 | [5 empty] | MASTR: MASTR-SEE903194846822
163776 | Wurmmuhle | Hydro | Run-Of-River | PP | Germany | 0.1 |  | 2001 |  |  | 48.279 | 11.4642 | [5 empty] | MASTR: MASTR-SEE958749475019
163833 | Wutach Wasserkraftwerke | Hydro | Run-Of-River | PP | Germany | 0.18 |  | 1909 |  |  | 47.6326 | 8.2916 | [5 empty] | MASTR: MASTR-SEE940271643295
163919 | Wwa Zellerbach | Hydro | Run-Of-River | PP | Germany | 0.15 |  | 1968 |  |  | 47.7734 | 12.6459 | [5 empty] | MASTR: MASTR-SEE995917133685
163934 | Wws Bruckmuhl Bwb Wkw | Hydro | Run-Of-River | PP | Germany | 0.64 |  | 2009 |  |  | 47.8765 | 11.9333 | [5 empty] | MASTR: MASTR-SEE967724593754
163935 | Wws Bruckmuhl Bwb Wkw | Hydro | Run-Of-River | PP | Germany | 0.24 |  | 2009 |  |  | 47.8765 | 11.9333 | [5 empty] | MASTR: MASTR-SEE985015377715
163936 | Wws Bruckmuhl Wkw | Hydro | Run-Of-River | PP | Germany | 0.22 |  | 2009 |  |  | 47.8727 | 11.9468 | [5 empty] | MASTR: MASTR-SEE930959939925
163937 | Wws Bruckmuhl Wkw | Hydro | Run-Of-River | PP | Germany | 0.248 |  | 2009 |  |  | 47.8727 | 11.9468 | [5 empty] | MASTR: MASTR-SEE929333595710
163938 | Wws Conradty Ow | Hydro | Run-Of-River | PP | Germany | 1.08 |  | 1996 |  |  | 47.849 | 12.0406 | [5 empty] | MASTR: MASTR-SEE927801150010
163939 | Wws Conradty Ow Generator | Hydro | Run-Of-River | PP | Germany | 0.27 |  | 1996 |  |  | 47.849 | 12.0406 | [5 empty] | MASTR: MASTR-SEE946683293844
163941 | Wws Madau | Hydro | Run-Of-River | PP | Germany | 0.111 |  | 2009 |  |  | 47.8638 | 11.9828 | [5 empty] | MASTR: MASTR-SEE927332975694
163942 | Wws Madau | Hydro | Run-Of-River | PP | Germany | 0.868 |  | 2009 |  |  | 47.8638 | 11.9828 | [5 empty] | MASTR: MASTR-SEE951325943292
163943 | Wws Neckartenzlingen | Hydro | Run-Of-River | PP | Germany | 0.22 |  | 2000 |  |  | 48.587 | 9.2273 | [5 empty] | MASTR: MASTR-SEE977868140684
163944 | Wws Neckartenzlingen | Hydro | Run-Of-River | PP | Germany | 0.22 |  | 2000 |  |  | 48.587 | 9.2273 | [5 empty] | MASTR: MASTR-SEE993061502753
163945 | Wws Neckartenzlingen | Hydro | Run-Of-River | PP | Germany | 0.31 |  | 2000 |  |  | 48.587 | 9.2273 | [5 empty] | MASTR: MASTR-SEE969011721352
163946 | Wws Reichenbach | Hydro | Run-Of-River | PP | Germany | 0.44 |  | 2003 |  |  | 48.7062 | 9.4733 | [5 empty] | MASTR: MASTR-SEE961702075850
163948 | Wws Spinnereiinsel Uw | Hydro | Run-Of-River | PP | Germany | 0.34 |  | 1993 |  |  | 47.85 | 12.059 | [5 empty] | MASTR: MASTR-SEE971638833622
163949 | Wws Spinnereiinsel Uw | Hydro | Run-Of-River | PP | Germany | 0.24 |  | 1993 |  |  | 47.85 | 12.059 | [5 empty] | MASTR: MASTR-SEE964997124050
163950 | Wws Spinnereiinsel Uw Generator | Hydro | Run-Of-River | PP | Germany | 0.522 |  | 1993 |  |  | 47.85 | 12.059 | [5 empty] | MASTR: MASTR-SEE922109582839
163953 | Wyhlen Francis | Hydro | Run-Of-River | PP | Germany | 10.83 |  | 1912 |  |  | 47.5388 | 7.7077 | [5 empty] | MASTR: MASTR-SEE910204132950, MASTR-SEE911430024132, MASTR-SEE921196877927, MASTR-SEE934727232676, MASTR-SEE935645540645
163966 | Xg | Hydro | Run-Of-River | PP | Germany | 0.25 |  | 1996 |  |  | 51.2075 | 11.9817 | [5 empty] | MASTR: MASTR-SEE972227085293
163967 | Xg | Hydro | Run-Of-River | PP | Germany | 1.2 |  | 1999 |  |  | 51.2075 | 11.9817 | [5 empty] | MASTR: MASTR-SEE939790663518
164100 | Zeitzer Wasserkraft | Hydro | Run-Of-River | PP | Germany | 0.3 |  | 2023 |  |  | 51.0337 | 12.1034 | [5 empty] | MASTR: MASTR-SEE922577115430
164127 | Zentrale | Hydro | Run-Of-River | PP | Germany | 0.32 |  | 2009 |  |  | 47.8805 | 11.8971 | [5 empty] | MASTR: MASTR-SEE989602250153
164585 | Zur Fahre Hausen Wkw | Hydro | Run-Of-River | PP | Germany | 0.66 |  | 2001 |  |  | 50.1324 | 11.0115 | [5 empty] | MASTR: MASTR-SEE911356397068
164741 | Zwischenkraftwerk | Hydro | Run-Of-River | PP | Germany | 0.35 |  | 2002 |  |  | 47.9579 | 12.8744 | [5 empty] | MASTR: MASTR-SEE928855036473
164742 | Zwischenkraftwerk | Hydro | Run-Of-River | PP | Germany | 0.93 |  | 2018 |  |  | 48.8669 | 13.3562 | [5 empty] | MASTR: MASTR-SEE920435109935